## CONTROL_YEARS
Control panel and assessment years
Field | Value | Unit/option | Notes
Case study name | Minutos Collective Irrigation System |  | Editable
Assessment mode | Present 10-year period | Present/Future 30-year horizon | Editable
Start year | 2016 | year | Editable
End year | 2025 | year | Editable
Number of years | 10 | years | Calculated
Use scenario mean in dashboard? | Yes | Yes/No | Main dashboard uses annual means
Use equal weights? | Yes | Yes/No | Weights can be edited later
Year | Period type | Horizon | Notes
2016 | Present 10-year period | Present period
2017 | Present 10-year period | Present period
2018 | Present 10-year period | Present period
2019 | Present 10-year period | Present period
2020 | Present 10-year period | Present period
2021 | Present 10-year period | Present period
2022 | Present 10-year period | Present period
2023 | Present 10-year period | Present period
2024 | Present 10-year period | Present period
2025 | Present 10-year period | Present period

## C_PREPROCESSING_RULES
Subsystem C — pre-processing rules
Rules used to convert heavy SIGOPRAM outputs into compact tables for the resilience framework tool.
Item | Rule/value | Purpose | Editable?
Hydraulic simulation source | SIGOPRAM application | Raw hydraulic pressure outputs from stochastic hydrant-opening simulations. | No
Service-node type retained | TOM | Only outlet/service nodes are used to assess hydrant-level service. | Yes
Open conditions only | Yes | Closed hydrant rows are excluded before calculating reliability and pressure deficits. | Yes
Default scenario codes | 10, 20, 30, 40 | Demand scenarios used in the present MCIS workflow. | Yes
Scenario 10 | GIR50_ISW_EF_H | 50% initial soil water and high application efficiency. | Yes
Scenario 20 | GIR50_ISW_EF_L | 50% initial soil water and low application efficiency. | Yes
Scenario 30 | GIR90_ISW_EF_H | 90% initial soil water and high application efficiency. | Yes
Scenario 40 | GIR90_ISW_EF_L | 90% initial soil water and low application efficiency. | Yes
Pressure failure | Simulated pressure < minimum required pressure | Identifies local hydraulic service failure. | No
Pressure deficit | MAX(Pmin − Pressure; 0) | Magnitude of local pressure shortfall. | No
Relative pressure deficit | Pressure deficit / Pmin | Normalises pressure failure magnitude by the required pressure. | No
Critical hydrant deficit | 80th percentile of relative pressure deficits among failure records | Captures severe but not single-outlier hydraulic vulnerability. | No
Raw SIGOPRAM files stored in main workbook? | No | Keeps the Excel tool light, stable and auditable. | No
Imported to tool | Pre-processed overall and hydrant summary tables | Allows Excel to calculate final Subsystem C indicators without millions of raw rows. | No
Main dashboard value | Scenario mean | Scenario values are retained as uncertainty information, but cross-subsystem comparison uses annual means. | Yes

## C_PYTHON_WORKFLOW
Subsystem C — Python pre-processing workflow
Pseudo-code and workflow notes for updating the compact Subsystem C tables when new SIGOPRAM outputs are generated.
Step | Action | Output
1 | Place SIGOPRAM raw workbooks in a dedicated folder using the naming pattern Nodos_YEAR_SCENARIO.xlsx. | Raw files retained outside the main Excel tool.
2 | Run the Python pre-processing script to read the raw SIGOPRAM output files. | Temporary processed data frames.
3 | Filter node_type = TOM and open = 1. | Open service-node conditions only.
4 | Calculate pressure_deficit_m = max(PMin − Pressure, 0) and pressure_failure = Pressure < PMin. | Record-level failure and deficit variables.
5 | Aggregate by year and scenario. | Overall_all table for C_INPUT_PREPROCESSED.
6 | Aggregate by year, scenario and hydrant ID. | All_open_hydrants_all table for C_INPUT_HYDRANT_SUMMARY.
7 | Rank hydrants with repeated failures. | C_CRITICAL_HYDRANTS table.
8 | Paste or import the compact outputs into this workbook. | Excel formulas update C_CALC_ANNUAL, C_CALC_PERIOD, C_SUMMARY and C_DASHBOARD.
Compact Python formula logic
pressure_deficit_m = max(p_min - pressure, 0)
pressure_failure = int(pressure < p_min)
relative_pressure_deficit = pressure_deficit_m / p_min
overall_pressure_reliability = 1 - mean(pressure_failure)
overall_relative_pressure_deficit = sum(pressure_deficit_m) / sum(p_min)
critical_hydrant_deficit_P80 = percentile(relative_pressure_deficit among failures, 80)

## C_INPUT_HYDRANT_SUMMARY
Subsystem C — input hydrant-level summary
Aggregated hydrant/outlet indicators produced by Python from open TOM conditions. Raw SIGOPRAM rows are not stored here.
Year | Scenario code | Scenario name | Hydrant ID | Open conditions | Failures | Failure frequency | Hydrant pressure reliability | Mean deficit all (m) | Mean deficit failures (m) | Max deficit (m) | Mean relative deficit all | Mean relative deficit failures | Critical relative deficit P80 | Pmin (m) | Min pressure observed (m) | Mean pressure observed (m) | Failure frequency class | Mean failure deficit class | Source workbook
2016 | 10 | GIR50_ISW_EF_H | 135 | 531 | 0 | 0 | 1 | 0 | 0 | 0 | 0 | 0 | 0 | 40 | 73.6126 | 73.7247 | ≤5% | ≤1 m | pressure_indicators_2016_2021_all_scenarios.xlsx
2016 | 10 | GIR50_ISW_EF_H | 139 | 533 | 0 | 0 | 1 | 0 | 0 | 0 | 0 | 0 | 0 | 40 | 68.7346 | 68.9547 | ≤5% | ≤1 m | pressure_indicators_2016_2021_all_scenarios.xlsx
2016 | 10 | GIR50_ISW_EF_H | 165 | 522 | 0 | 0 | 1 | 0 | 0 | 0 | 0 | 0 | 0 | 40 | 81.7261 | 84.9226 | ≤5% | ≤1 m | pressure_indicators_2016_2021_all_scenarios.xlsx
2016 | 10 | GIR50_ISW_EF_H | 169 | 514 | 0 | 0 | 1 | 0 | 0 | 0 | 0 | 0 | 0 | 40 | 81.8253 | 85.2073 | ≤5% | ≤1 m | pressure_indicators_2016_2021_all_scenarios.xlsx
2016 | 10 | GIR50_ISW_EF_H | 173 | 512 | 0 | 0 | 1 | 0 | 0 | 0 | 0 | 0 | 0 | 40 | 78.965 | 82.5033 | ≤5% | ≤1 m | pressure_indicators_2016_2021_all_scenarios.xlsx
2016 | 10 | GIR50_ISW_EF_H | 181 | 518 | 0 | 0 | 1 | 0 | 0 | 0 | 0 | 0 | 0 | 40 | 77.3875 | 80.4018 | ≤5% | ≤1 m | pressure_indicators_2016_2021_all_scenarios.xlsx
2016 | 10 | GIR50_ISW_EF_H | 189 | 517 | 0 | 0 | 1 | 0 | 0 | 0 | 0 | 0 | 0 | 40 | 70.7309 | 73.6634 | ≤5% | ≤1 m | pressure_indicators_2016_2021_all_scenarios.xlsx
2016 | 10 | GIR50_ISW_EF_H | 193 | 526 | 0 | 0 | 1 | 0 | 0 | 0 | 0 | 0 | 0 | 40 | 66.4366 | 70.3817 | ≤5% | ≤1 m | pressure_indicators_2016_2021_all_scenarios.xlsx
2016 | 10 | GIR50_ISW_EF_H | 211 | 523 | 0 | 0 | 1 | 0 | 0 | 0 | 0 | 0 | 0 | 40 | 52.4557 | 56.6686 | ≤5% | ≤1 m | pressure_indicators_2016_2021_all_scenarios.xlsx
2016 | 10 | GIR50_ISW_EF_H | 220 | 512 | 0 | 0 | 1 | 0 | 0 | 0 | 0 | 0 | 0 | 40 | 60.101 | 64.4416 | ≤5% | ≤1 m | pressure_indicators_2016_2021_all_scenarios.xlsx
2016 | 10 | GIR50_ISW_EF_H | 224 | 529 | 0 | 0 | 1 | 0 | 0 | 0 | 0 | 0 | 0 | 40 | 63.64 | 66.7043 | ≤5% | ≤1 m | pressure_indicators_2016_2021_all_scenarios.xlsx
2016 | 10 | GIR50_ISW_EF_H | 228 | 560 | 0 | 0 | 1 | 0 | 0 | 0 | 0 | 0 | 0 | 40 | 68.1238 | 70.9969 | ≤5% | ≤1 m | pressure_indicators_2016_2021_all_scenarios.xlsx
2016 | 10 | GIR50_ISW_EF_H | 232 | 518 | 0 | 0 | 1 | 0 | 0 | 0 | 0 | 0 | 0 | 40 | 82.4801 | 83.1731 | ≤5% | ≤1 m | pressure_indicators_2016_2021_all_scenarios.xlsx
2016 | 10 | GIR50_ISW_EF_H | 234 | 535 | 0 | 0 | 1 | 0 | 0 | 0 | 0 | 0 | 0 | 40 | 54.7803 | 55.6888 | ≤5% | ≤1 m | pressure_indicators_2016_2021_all_scenarios.xlsx
2016 | 10 | GIR50_ISW_EF_H | 238 | 519 | 0 | 0 | 1 | 0 | 0 | 0 | 0 | 0 | 0 | 40 | 67.0948 | 68.1183 | ≤5% | ≤1 m | pressure_indicators_2016_2021_all_scenarios.xlsx
2016 | 10 | GIR50_ISW_EF_H | 248 | 515 | 0 | 0 | 1 | 0 | 0 | 0 | 0 | 0 | 0 | 40 | 68.513 | 68.867 | ≤5% | ≤1 m | pressure_indicators_2016_2021_all_scenarios.xlsx
2016 | 10 | GIR50_ISW_EF_H | 253 | 545 | 0 | 0 | 1 | 0 | 0 | 0 | 0 | 0 | 0 | 40 | 75.9629 | 76.4217 | ≤5% | ≤1 m | pressure_indicators_2016_2021_all_scenarios.xlsx
2016 | 10 | GIR50_ISW_EF_H | 266 | 516 | 0 | 0 | 1 | 0 | 0 | 0 | 0 | 0 | 0 | 40 | 79.2064 | 80.2044 | ≤5% | ≤1 m | pressure_indicators_2016_2021_all_scenarios.xlsx
2016 | 10 | GIR50_ISW_EF_H | 274 | 524 | 0 | 0 | 1 | 0 | 0 | 0 | 0 | 0 | 0 | 40 | 79.0045 | 80.4117 | ≤5% | ≤1 m | pressure_indicators_2016_2021_all_scenarios.xlsx
2016 | 10 | GIR50_ISW_EF_H | 282 | 505 | 0 | 0 | 1 | 0 | 0 | 0 | 0 | 0 | 0 | 40 | 80.5063 | 83.5656 | ≤5% | ≤1 m | pressure_indicators_2016_2021_all_scenarios.xlsx
2016 | 10 | GIR50_ISW_EF_H | 286 | 517 | 0 | 0 | 1 | 0 | 0 | 0 | 0 | 0 | 0 | 40 | 79.9778 | 82.0309 | ≤5% | ≤1 m | pressure_indicators_2016_2021_all_scenarios.xlsx
2016 | 10 | GIR50_ISW_EF_H | 290 | 539 | 0 | 0 | 1 | 0 | 0 | 0 | 0 | 0 | 0 | 40 | 84.7226 | 86.6016 | ≤5% | ≤1 m | pressure_indicators_2016_2021_all_scenarios.xlsx
2016 | 10 | GIR50_ISW_EF_H | 294 | 521 | 0 | 0 | 1 | 0 | 0 | 0 | 0 | 0 | 0 | 40 | 82.678 | 84.2782 | ≤5% | ≤1 m | pressure_indicators_2016_2021_all_scenarios.xlsx
2016 | 10 | GIR50_ISW_EF_H | 302 | 505 | 0 | 0 | 1 | 0 | 0 | 0 | 0 | 0 | 0 | 40 | 83.3822 | 84.8518 | ≤5% | ≤1 m | pressure_indicators_2016_2021_all_scenarios.xlsx
2016 | 10 | GIR50_ISW_EF_H | 306 | 527 | 0 | 0 | 1 | 0 | 0 | 0 | 0 | 0 | 0 | 40 | 62.5398 | 64.0715 | ≤5% | ≤1 m | pressure_indicators_2016_2021_all_scenarios.xlsx
2016 | 10 | GIR50_ISW_EF_H | 318 | 516 | 0 | 0 | 1 | 0 | 0 | 0 | 0 | 0 | 0 | 40 | 60.9159 | 63.385 | ≤5% | ≤1 m | pressure_indicators_2016_2021_all_scenarios.xlsx
2016 | 10 | GIR50_ISW_EF_H | 323 | 539 | 0 | 0 | 1 | 0 | 0 | 0 | 0 | 0 | 0 | 40 | 60.6905 | 63.3791 | ≤5% | ≤1 m | pressure_indicators_2016_2021_all_scenarios.xlsx
2016 | 10 | GIR50_ISW_EF_H | 331 | 531 | 0 | 0 | 1 | 0 | 0 | 0 | 0 | 0 | 0 | 40 | 55.8425 | 61.8118 | ≤5% | ≤1 m | pressure_indicators_2016_2021_all_scenarios.xlsx
2016 | 10 | GIR50_ISW_EF_H | 333 | 514 | 0 | 0 | 1 | 0 | 0 | 0 | 0 | 0 | 0 | 40 | 60.0742 | 66.4213 | ≤5% | ≤1 m | pressure_indicators_2016_2021_all_scenarios.xlsx
2016 | 10 | GIR50_ISW_EF_H | 338 | 513 | 0 | 0 | 1 | 0 | 0 | 0 | 0 | 0 | 0 | 40 | 62.3772 | 68.2024 | ≤5% | ≤1 m | pressure_indicators_2016_2021_all_scenarios.xlsx
2016 | 10 | GIR50_ISW_EF_H | 342 | 498 | 0 | 0 | 1 | 0 | 0 | 0 | 0 | 0 | 0 | 40 | 65.3306 | 69.1708 | ≤5% | ≤1 m | pressure_indicators_2016_2021_all_scenarios.xlsx
2016 | 10 | GIR50_ISW_EF_H | 346 | 519 | 0 | 0 | 1 | 0 | 0 | 0 | 0 | 0 | 0 | 40 | 56.8851 | 58.8439 | ≤5% | ≤1 m | pressure_indicators_2016_2021_all_scenarios.xlsx
2016 | 10 | GIR50_ISW_EF_H | 350 | 513 | 255 | 0.49708 | 0.50292 | 10.1423 | 20.4039 | 21.8752 | 0.25356 | 0.5101 | 0.5229 | 40 | 18.1248 | 42.1073 | >20% | >6 m | pressure_indicators_2016_2021_all_scenarios.xlsx
2016 | 10 | GIR50_ISW_EF_H | 364 | 491 | 255 | 0.51935 | 0.48065 | 6.6783 | 12.859 | 14.3303 | 0.16696 | 0.32148 | 0.33427 | 40 | 25.6697 | 36.8365 | >20% | >6 m | pressure_indicators_2016_2021_all_scenarios.xlsx
2016 | 10 | GIR50_ISW_EF_H | 372 | 512 | 0 | 0 | 1 | 0 | 0 | 0 | 0 | 0 | 0 | 40 | 70.4924 | 71.7304 | ≤5% | ≤1 m | pressure_indicators_2016_2021_all_scenarios.xlsx
2016 | 10 | GIR50_ISW_EF_H | 381 | 540 | 0 | 0 | 1 | 0 | 0 | 0 | 0 | 0 | 0 | 40 | 62.3743 | 63.4692 | ≤5% | ≤1 m | pressure_indicators_2016_2021_all_scenarios.xlsx
2016 | 10 | GIR50_ISW_EF_H | 385 | 530 | 0 | 0 | 1 | 0 | 0 | 0 | 0 | 0 | 0 | 40 | 49.6508 | 52.2098 | ≤5% | ≤1 m | pressure_indicators_2016_2021_all_scenarios.xlsx
2016 | 10 | GIR50_ISW_EF_H | 389 | 521 | 0 | 0 | 1 | 0 | 0 | 0 | 0 | 0 | 0 | 40 | 51.0299 | 52.4476 | ≤5% | ≤1 m | pressure_indicators_2016_2021_all_scenarios.xlsx
2016 | 10 | GIR50_ISW_EF_H | 393 | 526 | 0 | 0 | 1 | 0 | 0 | 0 | 0 | 0 | 0 | 40 | 51.0987 | 53.0234 | ≤5% | ≤1 m | pressure_indicators_2016_2021_all_scenarios.xlsx
2016 | 10 | GIR50_ISW_EF_H | 397 | 546 | 0 | 0 | 1 | 0 | 0 | 0 | 0 | 0 | 0 | 40 | 65.208 | 66.3869 | ≤5% | ≤1 m | pressure_indicators_2016_2021_all_scenarios.xlsx
2016 | 10 | GIR50_ISW_EF_H | 401 | 557 | 0 | 0 | 1 | 0 | 0 | 0 | 0 | 0 | 0 | 40 | 72.6448 | 74.0102 | ≤5% | ≤1 m | pressure_indicators_2016_2021_all_scenarios.xlsx
2016 | 10 | GIR50_ISW_EF_H | 405 | 526 | 0 | 0 | 1 | 0 | 0 | 0 | 0 | 0 | 0 | 40 | 63.1998 | 64.8986 | ≤5% | ≤1 m | pressure_indicators_2016_2021_all_scenarios.xlsx
2016 | 10 | GIR50_ISW_EF_H | 409 | 532 | 0 | 0 | 1 | 0 | 0 | 0 | 0 | 0 | 0 | 40 | 64.3739 | 65.9095 | ≤5% | ≤1 m | pressure_indicators_2016_2021_all_scenarios.xlsx
2016 | 10 | GIR50_ISW_EF_H | 414 | 529 | 0 | 0 | 1 | 0 | 0 | 0 | 0 | 0 | 0 | 40 | 50.3814 | 52.0931 | ≤5% | ≤1 m | pressure_indicators_2016_2021_all_scenarios.xlsx
2016 | 10 | GIR50_ISW_EF_H | 419 | 535 | 0 | 0 | 1 | 0 | 0 | 0 | 0 | 0 | 0 | 40 | 58.4844 | 60.5994 | ≤5% | ≤1 m | pressure_indicators_2016_2021_all_scenarios.xlsx
2016 | 10 | GIR50_ISW_EF_H | 423 | 554 | 0 | 0 | 1 | 0 | 0 | 0 | 0 | 0 | 0 | 40 | 60.4092 | 62.5633 | ≤5% | ≤1 m | pressure_indicators_2016_2021_all_scenarios.xlsx
2016 | 10 | GIR50_ISW_EF_H | 428 | 537 | 0 | 0 | 1 | 0 | 0 | 0 | 0 | 0 | 0 | 40 | 61.8885 | 64.0864 | ≤5% | ≤1 m | pressure_indicators_2016_2021_all_scenarios.xlsx
2016 | 10 | GIR50_ISW_EF_H | 434 | 521 | 0 | 0 | 1 | 0 | 0 | 0 | 0 | 0 | 0 | 40 | 61.8909 | 64.175 | ≤5% | ≤1 m | pressure_indicators_2016_2021_all_scenarios.xlsx
2016 | 10 | GIR50_ISW_EF_H | 438 | 525 | 0 | 0 | 1 | 0 | 0 | 0 | 0 | 0 | 0 | 40 | 61.4598 | 63.7342 | ≤5% | ≤1 m | pressure_indicators_2016_2021_all_scenarios.xlsx
2016 | 10 | GIR50_ISW_EF_H | 508 | 493 | 0 | 0 | 1 | 0 | 0 | 0 | 0 | 0 | 0 | 40 | 56.1806 | 61.6011 | ≤5% | ≤1 m | pressure_indicators_2016_2021_all_scenarios.xlsx
2016 | 10 | GIR50_ISW_EF_H | 510 | 535 | 0 | 0 | 1 | 0 | 0 | 0 | 0 | 0 | 0 | 40 | 48.4359 | 52.8077 | ≤5% | ≤1 m | pressure_indicators_2016_2021_all_scenarios.xlsx
2016 | 10 | GIR50_ISW_EF_H | 512 | 500 | 0 | 0 | 1 | 0 | 0 | 0 | 0 | 0 | 0 | 40 | 53.2033 | 58.9293 | ≤5% | ≤1 m | pressure_indicators_2016_2021_all_scenarios.xlsx
2016 | 10 | GIR50_ISW_EF_H | 514 | 532 | 0 | 0 | 1 | 0 | 0 | 0 | 0 | 0 | 0 | 40 | 52.7332 | 58.4119 | ≤5% | ≤1 m | pressure_indicators_2016_2021_all_scenarios.xlsx
2016 | 10 | GIR50_ISW_EF_H | 516 | 533 | 0 | 0 | 1 | 0 | 0 | 0 | 0 | 0 | 0 | 40 | 51.1017 | 56.8484 | ≤5% | ≤1 m | pressure_indicators_2016_2021_all_scenarios.xlsx
2016 | 10 | GIR50_ISW_EF_H | 518 | 505 | 0 | 0 | 1 | 0 | 0 | 0 | 0 | 0 | 0 | 40 | 52.8065 | 57.37 | ≤5% | ≤1 m | pressure_indicators_2016_2021_all_scenarios.xlsx
2016 | 10 | GIR50_ISW_EF_H | 520 | 529 | 0 | 0 | 1 | 0 | 0 | 0 | 0 | 0 | 0 | 40 | 51.417 | 55.7013 | ≤5% | ≤1 m | pressure_indicators_2016_2021_all_scenarios.xlsx
2016 | 10 | GIR50_ISW_EF_H | 522 | 525 | 0 | 0 | 1 | 0 | 0 | 0 | 0 | 0 | 0 | 40 | 47.9464 | 52.2792 | ≤5% | ≤1 m | pressure_indicators_2016_2021_all_scenarios.xlsx
2016 | 10 | GIR50_ISW_EF_H | 524 | 526 | 0 | 0 | 1 | 0 | 0 | 0 | 0 | 0 | 0 | 40 | 44.9834 | 50.7934 | ≤5% | ≤1 m | pressure_indicators_2016_2021_all_scenarios.xlsx
2016 | 10 | GIR50_ISW_EF_H | 526 | 529 | 0 | 0 | 1 | 0 | 0 | 0 | 0 | 0 | 0 | 40 | 47.2941 | 53.1901 | ≤5% | ≤1 m | pressure_indicators_2016_2021_all_scenarios.xlsx
2016 | 10 | GIR50_ISW_EF_H | 528 | 507 | 0 | 0 | 1 | 0 | 0 | 0 | 0 | 0 | 0 | 40 | 50.7654 | 55.4301 | ≤5% | ≤1 m | pressure_indicators_2016_2021_all_scenarios.xlsx
2016 | 10 | GIR50_ISW_EF_H | 530 | 525 | 0 | 0 | 1 | 0 | 0 | 0 | 0 | 0 | 0 | 40 | 50.762 | 56.2651 | ≤5% | ≤1 m | pressure_indicators_2016_2021_all_scenarios.xlsx
2016 | 10 | GIR50_ISW_EF_H | 532 | 532 | 0 | 0 | 1 | 0 | 0 | 0 | 0 | 0 | 0 | 40 | 50.6427 | 55.0831 | ≤5% | ≤1 m | pressure_indicators_2016_2021_all_scenarios.xlsx
2016 | 10 | GIR50_ISW_EF_H | 536 | 525 | 0 | 0 | 1 | 0 | 0 | 0 | 0 | 0 | 0 | 40 | 45.592 | 50.1882 | ≤5% | ≤1 m | pressure_indicators_2016_2021_all_scenarios.xlsx
2016 | 10 | GIR50_ISW_EF_H | 538 | 527 | 0 | 0 | 1 | 0 | 0 | 0 | 0 | 0 | 0 | 40 | 41.6653 | 47.9144 | ≤5% | ≤1 m | pressure_indicators_2016_2021_all_scenarios.xlsx
2016 | 10 | GIR50_ISW_EF_H | 540 | 521 | 0 | 0 | 1 | 0 | 0 | 0 | 0 | 0 | 0 | 40 | 43.399 | 49.594 | ≤5% | ≤1 m | pressure_indicators_2016_2021_all_scenarios.xlsx
2016 | 10 | GIR50_ISW_EF_H | 542 | 530 | 0 | 0 | 1 | 0 | 0 | 0 | 0 | 0 | 0 | 40 | 41.4109 | 47.6095 | ≤5% | ≤1 m | pressure_indicators_2016_2021_all_scenarios.xlsx
2016 | 10 | GIR50_ISW_EF_H | 544 | 512 | 0 | 0 | 1 | 0 | 0 | 0 | 0 | 0 | 0 | 40 | 50.3889 | 56.7758 | ≤5% | ≤1 m | pressure_indicators_2016_2021_all_scenarios.xlsx
2016 | 10 | GIR50_ISW_EF_H | 546 | 527 | 0 | 0 | 1 | 0 | 0 | 0 | 0 | 0 | 0 | 40 | 51.4533 | 57.6715 | ≤5% | ≤1 m | pressure_indicators_2016_2021_all_scenarios.xlsx
2016 | 10 | GIR50_ISW_EF_H | 550 | 517 | 0 | 0 | 1 | 0 | 0 | 0 | 0 | 0 | 0 | 40 | 62.7107 | 69.1761 | ≤5% | ≤1 m | pressure_indicators_2016_2021_all_scenarios.xlsx
2016 | 10 | GIR50_ISW_EF_H | 552 | 508 | 0 | 0 | 1 | 0 | 0 | 0 | 0 | 0 | 0 | 40 | 50.8268 | 57.1033 | ≤5% | ≤1 m | pressure_indicators_2016_2021_all_scenarios.xlsx
2016 | 10 | GIR50_ISW_EF_H | 554 | 543 | 0 | 0 | 1 | 0 | 0 | 0 | 0 | 0 | 0 | 40 | 41.9255 | 48.2424 | ≤5% | ≤1 m | pressure_indicators_2016_2021_all_scenarios.xlsx
2016 | 10 | GIR50_ISW_EF_H | 556 | 501 | 1 | 0.001996 | 0.998 | 0.00041283 | 0.20683 | 0.20683 | 1.0321e-05 | 0.0051707 | 0.0051707 | 40 | 39.7932 | 45.9541 | ≤5% | ≤1 m | pressure_indicators_2016_2021_all_scenarios.xlsx
2016 | 10 | GIR50_ISW_EF_H | 558 | 492 | 414 | 0.84146 | 0.15854 | 1.9783 | 2.3511 | 8.1791 | 0.049458 | 0.058777 | 0.089662 | 40 | 31.8209 | 38.1197 | >20% | 1–3 m | pressure_indicators_2016_2021_all_scenarios.xlsx
2016 | 10 | GIR50_ISW_EF_H | 562 | 516 | 0 | 0 | 1 | 0 | 0 | 0 | 0 | 0 | 0 | 40 | 44.2024 | 50.1073 | ≤5% | ≤1 m | pressure_indicators_2016_2021_all_scenarios.xlsx
2016 | 10 | GIR50_ISW_EF_H | 571 | 504 | 0 | 0 | 1 | 0 | 0 | 0 | 0 | 0 | 0 | 40 | 77.7709 | 78.9568 | ≤5% | ≤1 m | pressure_indicators_2016_2021_all_scenarios.xlsx
2016 | 10 | GIR50_ISW_EF_H | 597 | 522 | 0 | 0 | 1 | 0 | 0 | 0 | 0 | 0 | 0 | 40 | 72.7125 | 74.2363 | ≤5% | ≤1 m | pressure_indicators_2016_2021_all_scenarios.xlsx
2016 | 10 | GIR50_ISW_EF_H | 599 | 515 | 0 | 0 | 1 | 0 | 0 | 0 | 0 | 0 | 0 | 40 | 73.1031 | 74.5929 | ≤5% | ≤1 m | pressure_indicators_2016_2021_all_scenarios.xlsx
2016 | 10 | GIR50_ISW_EF_H | 603 | 534 | 0 | 0 | 1 | 0 | 0 | 0 | 0 | 0 | 0 | 40 | 45.8112 | 51.9702 | ≤5% | ≤1 m | pressure_indicators_2016_2021_all_scenarios.xlsx
2016 | 10 | GIR50_ISW_EF_H | 607 | 527 | 0 | 0 | 1 | 0 | 0 | 0 | 0 | 0 | 0 | 40 | 58.852 | 63.9611 | ≤5% | ≤1 m | pressure_indicators_2016_2021_all_scenarios.xlsx
2016 | 20 | GIR50_ISW_EF_L | 135 | 499 | 0 | 0 | 1 | 0 | 0 | 0 | 0 | 0 | 0 | 40 | 73.6156 | 73.7287 | ≤5% | ≤1 m | pressure_indicators_2016_2021_all_scenarios.xlsx
2016 | 20 | GIR50_ISW_EF_L | 139 | 525 | 0 | 0 | 1 | 0 | 0 | 0 | 0 | 0 | 0 | 40 | 68.6736 | 68.9552 | ≤5% | ≤1 m | pressure_indicators_2016_2021_all_scenarios.xlsx
2016 | 20 | GIR50_ISW_EF_L | 165 | 504 | 0 | 0 | 1 | 0 | 0 | 0 | 0 | 0 | 0 | 40 | 82.2439 | 84.8579 | ≤5% | ≤1 m | pressure_indicators_2016_2021_all_scenarios.xlsx
2016 | 20 | GIR50_ISW_EF_L | 169 | 526 | 0 | 0 | 1 | 0 | 0 | 0 | 0 | 0 | 0 | 40 | 82.2858 | 85.2324 | ≤5% | ≤1 m | pressure_indicators_2016_2021_all_scenarios.xlsx
2016 | 20 | GIR50_ISW_EF_L | 173 | 514 | 0 | 0 | 1 | 0 | 0 | 0 | 0 | 0 | 0 | 40 | 79.4559 | 82.501 | ≤5% | ≤1 m | pressure_indicators_2016_2021_all_scenarios.xlsx
2016 | 20 | GIR50_ISW_EF_L | 181 | 516 | 0 | 0 | 1 | 0 | 0 | 0 | 0 | 0 | 0 | 40 | 77.8046 | 80.4522 | ≤5% | ≤1 m | pressure_indicators_2016_2021_all_scenarios.xlsx
2016 | 20 | GIR50_ISW_EF_L | 189 | 524 | 0 | 0 | 1 | 0 | 0 | 0 | 0 | 0 | 0 | 40 | 70.9456 | 73.6971 | ≤5% | ≤1 m | pressure_indicators_2016_2021_all_scenarios.xlsx
2016 | 20 | GIR50_ISW_EF_L | 193 | 525 | 0 | 0 | 1 | 0 | 0 | 0 | 0 | 0 | 0 | 40 | 66.1779 | 70.2349 | ≤5% | ≤1 m | pressure_indicators_2016_2021_all_scenarios.xlsx
2016 | 20 | GIR50_ISW_EF_L | 211 | 522 | 0 | 0 | 1 | 0 | 0 | 0 | 0 | 0 | 0 | 40 | 52.4781 | 56.761 | ≤5% | ≤1 m | pressure_indicators_2016_2021_all_scenarios.xlsx
2016 | 20 | GIR50_ISW_EF_L | 220 | 519 | 0 | 0 | 1 | 0 | 0 | 0 | 0 | 0 | 0 | 40 | 60.1235 | 64.503 | ≤5% | ≤1 m | pressure_indicators_2016_2021_all_scenarios.xlsx
2016 | 20 | GIR50_ISW_EF_L | 224 | 522 | 0 | 0 | 1 | 0 | 0 | 0 | 0 | 0 | 0 | 40 | 63.6624 | 66.7043 | ≤5% | ≤1 m | pressure_indicators_2016_2021_all_scenarios.xlsx
2016 | 20 | GIR50_ISW_EF_L | 228 | 545 | 0 | 0 | 1 | 0 | 0 | 0 | 0 | 0 | 0 | 40 | 68.1463 | 70.9877 | ≤5% | ≤1 m | pressure_indicators_2016_2021_all_scenarios.xlsx
2016 | 20 | GIR50_ISW_EF_L | 232 | 528 | 0 | 0 | 1 | 0 | 0 | 0 | 0 | 0 | 0 | 40 | 82.5026 | 83.188 | ≤5% | ≤1 m | pressure_indicators_2016_2021_all_scenarios.xlsx
2016 | 20 | GIR50_ISW_EF_L | 234 | 554 | 0 | 0 | 1 | 0 | 0 | 0 | 0 | 0 | 0 | 40 | 54.8028 | 55.6598 | ≤5% | ≤1 m | pressure_indicators_2016_2021_all_scenarios.xlsx
2016 | 20 | GIR50_ISW_EF_L | 238 | 503 | 0 | 0 | 1 | 0 | 0 | 0 | 0 | 0 | 0 | 40 | 67.1173 | 68.0461 | ≤5% | ≤1 m | pressure_indicators_2016_2021_all_scenarios.xlsx
2016 | 20 | GIR50_ISW_EF_L | 248 | 522 | 0 | 0 | 1 | 0 | 0 | 0 | 0 | 0 | 0 | 40 | 68.4089 | 68.862 | ≤5% | ≤1 m | pressure_indicators_2016_2021_all_scenarios.xlsx
2016 | 20 | GIR50_ISW_EF_L | 253 | 533 | 0 | 0 | 1 | 0 | 0 | 0 | 0 | 0 | 0 | 40 | 75.8209 | 76.4031 | ≤5% | ≤1 m | pressure_indicators_2016_2021_all_scenarios.xlsx
2016 | 20 | GIR50_ISW_EF_L | 266 | 527 | 0 | 0 | 1 | 0 | 0 | 0 | 0 | 0 | 0 | 40 | 78.8275 | 80.1724 | ≤5% | ≤1 m | pressure_indicators_2016_2021_all_scenarios.xlsx
2016 | 20 | GIR50_ISW_EF_L | 274 | 522 | 0 | 0 | 1 | 0 | 0 | 0 | 0 | 0 | 0 | 40 | 78.7582 | 80.4133 | ≤5% | ≤1 m | pressure_indicators_2016_2021_all_scenarios.xlsx
2016 | 20 | GIR50_ISW_EF_L | 282 | 520 | 0 | 0 | 1 | 0 | 0 | 0 | 0 | 0 | 0 | 40 | 79.9592 | 83.6272 | ≤5% | ≤1 m | pressure_indicators_2016_2021_all_scenarios.xlsx
2016 | 20 | GIR50_ISW_EF_L | 286 | 515 | 0 | 0 | 1 | 0 | 0 | 0 | 0 | 0 | 0 | 40 | 79.4307 | 82.064 | ≤5% | ≤1 m | pressure_indicators_2016_2021_all_scenarios.xlsx
2016 | 20 | GIR50_ISW_EF_L | 290 | 539 | 0 | 0 | 1 | 0 | 0 | 0 | 0 | 0 | 0 | 40 | 84.2695 | 86.5641 | ≤5% | ≤1 m | pressure_indicators_2016_2021_all_scenarios.xlsx
2016 | 20 | GIR50_ISW_EF_L | 294 | 534 | 0 | 0 | 1 | 0 | 0 | 0 | 0 | 0 | 0 | 40 | 82.4317 | 84.2541 | ≤5% | ≤1 m | pressure_indicators_2016_2021_all_scenarios.xlsx
2016 | 20 | GIR50_ISW_EF_L | 302 | 522 | 0 | 0 | 1 | 0 | 0 | 0 | 0 | 0 | 0 | 40 | 83.1359 | 84.8227 | ≤5% | ≤1 m | pressure_indicators_2016_2021_all_scenarios.xlsx
2016 | 20 | GIR50_ISW_EF_L | 306 | 517 | 0 | 0 | 1 | 0 | 0 | 0 | 0 | 0 | 0 | 40 | 62.2935 | 64.0368 | ≤5% | ≤1 m | pressure_indicators_2016_2021_all_scenarios.xlsx
2016 | 20 | GIR50_ISW_EF_L | 318 | 513 | 0 | 0 | 1 | 0 | 0 | 0 | 0 | 0 | 0 | 40 | 61.1032 | 63.3985 | ≤5% | ≤1 m | pressure_indicators_2016_2021_all_scenarios.xlsx
2016 | 20 | GIR50_ISW_EF_L | 323 | 518 | 0 | 0 | 1 | 0 | 0 | 0 | 0 | 0 | 0 | 40 | 60.8779 | 63.3902 | ≤5% | ≤1 m | pressure_indicators_2016_2021_all_scenarios.xlsx
2016 | 20 | GIR50_ISW_EF_L | 331 | 537 | 0 | 0 | 1 | 0 | 0 | 0 | 0 | 0 | 0 | 40 | 55.5839 | 61.6869 | ≤5% | ≤1 m | pressure_indicators_2016_2021_all_scenarios.xlsx
2016 | 20 | GIR50_ISW_EF_L | 333 | 508 | 0 | 0 | 1 | 0 | 0 | 0 | 0 | 0 | 0 | 40 | 59.8155 | 66.2464 | ≤5% | ≤1 m | pressure_indicators_2016_2021_all_scenarios.xlsx
2016 | 20 | GIR50_ISW_EF_L | 338 | 518 | 0 | 0 | 1 | 0 | 0 | 0 | 0 | 0 | 0 | 40 | 62.1185 | 68.0217 | ≤5% | ≤1 m | pressure_indicators_2016_2021_all_scenarios.xlsx
2016 | 20 | GIR50_ISW_EF_L | 342 | 547 | 0 | 0 | 1 | 0 | 0 | 0 | 0 | 0 | 0 | 40 | 65.0719 | 69.1335 | ≤5% | ≤1 m | pressure_indicators_2016_2021_all_scenarios.xlsx
2016 | 20 | GIR50_ISW_EF_L | 346 | 523 | 0 | 0 | 1 | 0 | 0 | 0 | 0 | 0 | 0 | 40 | 56.6946 | 58.8545 | ≤5% | ≤1 m | pressure_indicators_2016_2021_all_scenarios.xlsx
2016 | 20 | GIR50_ISW_EF_L | 350 | 541 | 278 | 0.51386 | 0.48614 | 10.4802 | 20.3948 | 21.9505 | 0.262 | 0.50987 | 0.52345 | 40 | 18.0495 | 41.3607 | >20% | >6 m | pressure_indicators_2016_2021_all_scenarios.xlsx
2016 | 20 | GIR50_ISW_EF_L | 364 | 516 | 278 | 0.53876 | 0.46124 | 6.923 | 12.8499 | 14.4056 | 0.17308 | 0.32125 | 0.33483 | 40 | 25.5944 | 36.4561 | >20% | >6 m | pressure_indicators_2016_2021_all_scenarios.xlsx
2016 | 20 | GIR50_ISW_EF_L | 372 | 546 | 0 | 0 | 1 | 0 | 0 | 0 | 0 | 0 | 0 | 40 | 70.3599 | 71.6923 | ≤5% | ≤1 m | pressure_indicators_2016_2021_all_scenarios.xlsx
2016 | 20 | GIR50_ISW_EF_L | 381 | 509 | 0 | 0 | 1 | 0 | 0 | 0 | 0 | 0 | 0 | 40 | 62.264 | 63.4683 | ≤5% | ≤1 m | pressure_indicators_2016_2021_all_scenarios.xlsx
2016 | 20 | GIR50_ISW_EF_L | 385 | 519 | 0 | 0 | 1 | 0 | 0 | 0 | 0 | 0 | 0 | 40 | 49.5406 | 52.25 | ≤5% | ≤1 m | pressure_indicators_2016_2021_all_scenarios.xlsx
2016 | 20 | GIR50_ISW_EF_L | 389 | 502 | 0 | 0 | 1 | 0 | 0 | 0 | 0 | 0 | 0 | 40 | 50.9197 | 52.4488 | ≤5% | ≤1 m | pressure_indicators_2016_2021_all_scenarios.xlsx
2016 | 20 | GIR50_ISW_EF_L | 393 | 522 | 0 | 0 | 1 | 0 | 0 | 0 | 0 | 0 | 0 | 40 | 51.278 | 52.9794 | ≤5% | ≤1 m | pressure_indicators_2016_2021_all_scenarios.xlsx
2016 | 20 | GIR50_ISW_EF_L | 397 | 517 | 0 | 0 | 1 | 0 | 0 | 0 | 0 | 0 | 0 | 40 | 64.9106 | 66.3469 | ≤5% | ≤1 m | pressure_indicators_2016_2021_all_scenarios.xlsx
2016 | 20 | GIR50_ISW_EF_L | 401 | 540 | 0 | 0 | 1 | 0 | 0 | 0 | 0 | 0 | 0 | 40 | 72.6012 | 74.0319 | ≤5% | ≤1 m | pressure_indicators_2016_2021_all_scenarios.xlsx
2016 | 20 | GIR50_ISW_EF_L | 405 | 513 | 0 | 0 | 1 | 0 | 0 | 0 | 0 | 0 | 0 | 40 | 63.3108 | 64.8935 | ≤5% | ≤1 m | pressure_indicators_2016_2021_all_scenarios.xlsx
2016 | 20 | GIR50_ISW_EF_L | 409 | 531 | 0 | 0 | 1 | 0 | 0 | 0 | 0 | 0 | 0 | 40 | 64.485 | 65.903 | ≤5% | ≤1 m | pressure_indicators_2016_2021_all_scenarios.xlsx
2016 | 20 | GIR50_ISW_EF_L | 414 | 518 | 0 | 0 | 1 | 0 | 0 | 0 | 0 | 0 | 0 | 40 | 50.2746 | 52.1039 | ≤5% | ≤1 m | pressure_indicators_2016_2021_all_scenarios.xlsx
2016 | 20 | GIR50_ISW_EF_L | 419 | 553 | 0 | 0 | 1 | 0 | 0 | 0 | 0 | 0 | 0 | 40 | 58.6129 | 60.5913 | ≤5% | ≤1 m | pressure_indicators_2016_2021_all_scenarios.xlsx
2016 | 20 | GIR50_ISW_EF_L | 423 | 517 | 0 | 0 | 1 | 0 | 0 | 0 | 0 | 0 | 0 | 40 | 60.5425 | 62.4953 | ≤5% | ≤1 m | pressure_indicators_2016_2021_all_scenarios.xlsx
2016 | 20 | GIR50_ISW_EF_L | 428 | 509 | 0 | 0 | 1 | 0 | 0 | 0 | 0 | 0 | 0 | 40 | 62.0306 | 64.075 | ≤5% | ≤1 m | pressure_indicators_2016_2021_all_scenarios.xlsx
2016 | 20 | GIR50_ISW_EF_L | 434 | 524 | 0 | 0 | 1 | 0 | 0 | 0 | 0 | 0 | 0 | 40 | 62.0378 | 64.1929 | ≤5% | ≤1 m | pressure_indicators_2016_2021_all_scenarios.xlsx
2016 | 20 | GIR50_ISW_EF_L | 438 | 494 | 0 | 0 | 1 | 0 | 0 | 0 | 0 | 0 | 0 | 40 | 61.7655 | 63.6668 | ≤5% | ≤1 m | pressure_indicators_2016_2021_all_scenarios.xlsx
2016 | 20 | GIR50_ISW_EF_L | 508 | 524 | 0 | 0 | 1 | 0 | 0 | 0 | 0 | 0 | 0 | 40 | 57.1182 | 61.6727 | ≤5% | ≤1 m | pressure_indicators_2016_2021_all_scenarios.xlsx
2016 | 20 | GIR50_ISW_EF_L | 510 | 532 | 0 | 0 | 1 | 0 | 0 | 0 | 0 | 0 | 0 | 40 | 48.805 | 52.813 | ≤5% | ≤1 m | pressure_indicators_2016_2021_all_scenarios.xlsx
2016 | 20 | GIR50_ISW_EF_L | 512 | 532 | 0 | 0 | 1 | 0 | 0 | 0 | 0 | 0 | 0 | 40 | 54.193 | 58.8903 | ≤5% | ≤1 m | pressure_indicators_2016_2021_all_scenarios.xlsx
2016 | 20 | GIR50_ISW_EF_L | 514 | 493 | 0 | 0 | 1 | 0 | 0 | 0 | 0 | 0 | 0 | 40 | 53.7412 | 58.3268 | ≤5% | ≤1 m | pressure_indicators_2016_2021_all_scenarios.xlsx
2016 | 20 | GIR50_ISW_EF_L | 516 | 569 | 0 | 0 | 1 | 0 | 0 | 0 | 0 | 0 | 0 | 40 | 52.3745 | 56.8437 | ≤5% | ≤1 m | pressure_indicators_2016_2021_all_scenarios.xlsx
2016 | 20 | GIR50_ISW_EF_L | 518 | 509 | 0 | 0 | 1 | 0 | 0 | 0 | 0 | 0 | 0 | 40 | 52.5594 | 57.2966 | ≤5% | ≤1 m | pressure_indicators_2016_2021_all_scenarios.xlsx
2016 | 20 | GIR50_ISW_EF_L | 520 | 488 | 0 | 0 | 1 | 0 | 0 | 0 | 0 | 0 | 0 | 40 | 50.7649 | 55.556 | ≤5% | ≤1 m | pressure_indicators_2016_2021_all_scenarios.xlsx
2016 | 20 | GIR50_ISW_EF_L | 522 | 551 | 0 | 0 | 1 | 0 | 0 | 0 | 0 | 0 | 0 | 40 | 47.7181 | 52.2858 | ≤5% | ≤1 m | pressure_indicators_2016_2021_all_scenarios.xlsx
2016 | 20 | GIR50_ISW_EF_L | 524 | 527 | 0 | 0 | 1 | 0 | 0 | 0 | 0 | 0 | 0 | 40 | 45.8422 | 50.7837 | ≤5% | ≤1 m | pressure_indicators_2016_2021_all_scenarios.xlsx
2016 | 20 | GIR50_ISW_EF_L | 526 | 506 | 0 | 0 | 1 | 0 | 0 | 0 | 0 | 0 | 0 | 40 | 48.0735 | 53.2277 | ≤5% | ≤1 m | pressure_indicators_2016_2021_all_scenarios.xlsx
2016 | 20 | GIR50_ISW_EF_L | 528 | 547 | 0 | 0 | 1 | 0 | 0 | 0 | 0 | 0 | 0 | 40 | 50.3024 | 55.4859 | ≤5% | ≤1 m | pressure_indicators_2016_2021_all_scenarios.xlsx
2016 | 20 | GIR50_ISW_EF_L | 530 | 538 | 0 | 0 | 1 | 0 | 0 | 0 | 0 | 0 | 0 | 40 | 51.4871 | 56.2543 | ≤5% | ≤1 m | pressure_indicators_2016_2021_all_scenarios.xlsx
2016 | 20 | GIR50_ISW_EF_L | 532 | 535 | 0 | 0 | 1 | 0 | 0 | 0 | 0 | 0 | 0 | 40 | 50.3156 | 55.1414 | ≤5% | ≤1 m | pressure_indicators_2016_2021_all_scenarios.xlsx
2016 | 20 | GIR50_ISW_EF_L | 536 | 511 | 0 | 0 | 1 | 0 | 0 | 0 | 0 | 0 | 0 | 40 | 45.1537 | 50.107 | ≤5% | ≤1 m | pressure_indicators_2016_2021_all_scenarios.xlsx
2016 | 20 | GIR50_ISW_EF_L | 538 | 518 | 0 | 0 | 1 | 0 | 0 | 0 | 0 | 0 | 0 | 40 | 43.2239 | 47.7849 | ≤5% | ≤1 m | pressure_indicators_2016_2021_all_scenarios.xlsx
2016 | 20 | GIR50_ISW_EF_L | 540 | 515 | 0 | 0 | 1 | 0 | 0 | 0 | 0 | 0 | 0 | 40 | 44.6886 | 49.5754 | ≤5% | ≤1 m | pressure_indicators_2016_2021_all_scenarios.xlsx
2016 | 20 | GIR50_ISW_EF_L | 542 | 519 | 0 | 0 | 1 | 0 | 0 | 0 | 0 | 0 | 0 | 40 | 43.59 | 47.764 | ≤5% | ≤1 m | pressure_indicators_2016_2021_all_scenarios.xlsx
2016 | 20 | GIR50_ISW_EF_L | 544 | 526 | 0 | 0 | 1 | 0 | 0 | 0 | 0 | 0 | 0 | 40 | 51.7991 | 56.7844 | ≤5% | ≤1 m | pressure_indicators_2016_2021_all_scenarios.xlsx
2016 | 20 | GIR50_ISW_EF_L | 546 | 540 | 0 | 0 | 1 | 0 | 0 | 0 | 0 | 0 | 0 | 40 | 52.8634 | 57.7492 | ≤5% | ≤1 m | pressure_indicators_2016_2021_all_scenarios.xlsx
2016 | 20 | GIR50_ISW_EF_L | 550 | 523 | 0 | 0 | 1 | 0 | 0 | 0 | 0 | 0 | 0 | 40 | 63.8617 | 69.1784 | ≤5% | ≤1 m | pressure_indicators_2016_2021_all_scenarios.xlsx
2016 | 20 | GIR50_ISW_EF_L | 552 | 511 | 0 | 0 | 1 | 0 | 0 | 0 | 0 | 0 | 0 | 40 | 51.9778 | 57.165 | ≤5% | ≤1 m | pressure_indicators_2016_2021_all_scenarios.xlsx
2016 | 20 | GIR50_ISW_EF_L | 554 | 496 | 0 | 0 | 1 | 0 | 0 | 0 | 0 | 0 | 0 | 40 | 43.0764 | 48.177 | ≤5% | ≤1 m | pressure_indicators_2016_2021_all_scenarios.xlsx
2016 | 20 | GIR50_ISW_EF_L | 556 | 538 | 0 | 0 | 1 | 0 | 0 | 0 | 0 | 0 | 0 | 40 | 40.9441 | 45.9437 | ≤5% | ≤1 m | pressure_indicators_2016_2021_all_scenarios.xlsx
2016 | 20 | GIR50_ISW_EF_L | 558 | 491 | 429 | 0.87373 | 0.12627 | 2.031 | 2.3245 | 7.0282 | 0.050775 | 0.058113 | 0.091333 | 40 | 32.9718 | 38.0607 | >20% | 1–3 m | pressure_indicators_2016_2021_all_scenarios.xlsx
2016 | 20 | GIR50_ISW_EF_L | 562 | 519 | 0 | 0 | 1 | 0 | 0 | 0 | 0 | 0 | 0 | 40 | 45.3534 | 50.1009 | ≤5% | ≤1 m | pressure_indicators_2016_2021_all_scenarios.xlsx
2016 | 20 | GIR50_ISW_EF_L | 571 | 530 | 0 | 0 | 1 | 0 | 0 | 0 | 0 | 0 | 0 | 40 | 77.6758 | 78.9565 | ≤5% | ≤1 m | pressure_indicators_2016_2021_all_scenarios.xlsx
2016 | 20 | GIR50_ISW_EF_L | 597 | 529 | 0 | 0 | 1 | 0 | 0 | 0 | 0 | 0 | 0 | 40 | 72.6117 | 74.2769 | ≤5% | ≤1 m | pressure_indicators_2016_2021_all_scenarios.xlsx
2016 | 20 | GIR50_ISW_EF_L | 599 | 519 | 0 | 0 | 1 | 0 | 0 | 0 | 0 | 0 | 0 | 40 | 73.0023 | 74.6127 | ≤5% | ≤1 m | pressure_indicators_2016_2021_all_scenarios.xlsx
2016 | 20 | GIR50_ISW_EF_L | 603 | 521 | 0 | 0 | 1 | 0 | 0 | 0 | 0 | 0 | 0 | 40 | 46.9157 | 51.8708 | ≤5% | ≤1 m | pressure_indicators_2016_2021_all_scenarios.xlsx
2016 | 20 | GIR50_ISW_EF_L | 607 | 531 | 0 | 0 | 1 | 0 | 0 | 0 | 0 | 0 | 0 | 40 | 59.7896 | 63.8953 | ≤5% | ≤1 m | pressure_indicators_2016_2021_all_scenarios.xlsx
2016 | 30 | GIR90_ISW_EF_H | 135 | 523 | 0 | 0 | 1 | 0 | 0 | 0 | 0 | 0 | 0 | 40 | 73.6099 | 73.7302 | ≤5% | ≤1 m | pressure_indicators_2016_2021_all_scenarios.xlsx
2016 | 30 | GIR90_ISW_EF_H | 139 | 530 | 0 | 0 | 1 | 0 | 0 | 0 | 0 | 0 | 0 | 40 | 68.7146 | 68.9548 | ≤5% | ≤1 m | pressure_indicators_2016_2021_all_scenarios.xlsx
2016 | 30 | GIR90_ISW_EF_H | 165 | 504 | 0 | 0 | 1 | 0 | 0 | 0 | 0 | 0 | 0 | 40 | 82.1254 | 85.0317 | ≤5% | ≤1 m | pressure_indicators_2016_2021_all_scenarios.xlsx
2016 | 30 | GIR90_ISW_EF_H | 169 | 524 | 0 | 0 | 1 | 0 | 0 | 0 | 0 | 0 | 0 | 40 | 82.0613 | 85.3434 | ≤5% | ≤1 m | pressure_indicators_2016_2021_all_scenarios.xlsx
2016 | 30 | GIR90_ISW_EF_H | 173 | 515 | 0 | 0 | 1 | 0 | 0 | 0 | 0 | 0 | 0 | 40 | 79.201 | 82.5683 | ≤5% | ≤1 m | pressure_indicators_2016_2021_all_scenarios.xlsx
2016 | 30 | GIR90_ISW_EF_H | 181 | 522 | 0 | 0 | 1 | 0 | 0 | 0 | 0 | 0 | 0 | 40 | 77.5566 | 80.4902 | ≤5% | ≤1 m | pressure_indicators_2016_2021_all_scenarios.xlsx
2016 | 30 | GIR90_ISW_EF_H | 189 | 519 | 0 | 0 | 1 | 0 | 0 | 0 | 0 | 0 | 0 | 40 | 70.7771 | 73.6704 | ≤5% | ≤1 m | pressure_indicators_2016_2021_all_scenarios.xlsx
2016 | 30 | GIR90_ISW_EF_H | 193 | 544 | 0 | 0 | 1 | 0 | 0 | 0 | 0 | 0 | 0 | 40 | 66.3547 | 70.2942 | ≤5% | ≤1 m | pressure_indicators_2016_2021_all_scenarios.xlsx
2016 | 30 | GIR90_ISW_EF_H | 211 | 545 | 0 | 0 | 1 | 0 | 0 | 0 | 0 | 0 | 0 | 40 | 52.4401 | 56.8177 | ≤5% | ≤1 m | pressure_indicators_2016_2021_all_scenarios.xlsx
2016 | 30 | GIR90_ISW_EF_H | 220 | 499 | 0 | 0 | 1 | 0 | 0 | 0 | 0 | 0 | 0 | 40 | 60.0854 | 64.38 | ≤5% | ≤1 m | pressure_indicators_2016_2021_all_scenarios.xlsx
2016 | 30 | GIR90_ISW_EF_H | 224 | 521 | 0 | 0 | 1 | 0 | 0 | 0 | 0 | 0 | 0 | 40 | 63.6244 | 66.6563 | ≤5% | ≤1 m | pressure_indicators_2016_2021_all_scenarios.xlsx
2016 | 30 | GIR90_ISW_EF_H | 228 | 551 | 0 | 0 | 1 | 0 | 0 | 0 | 0 | 0 | 0 | 40 | 68.1083 | 71.0166 | ≤5% | ≤1 m | pressure_indicators_2016_2021_all_scenarios.xlsx
2016 | 30 | GIR90_ISW_EF_H | 232 | 542 | 0 | 0 | 1 | 0 | 0 | 0 | 0 | 0 | 0 | 40 | 82.4645 | 83.1855 | ≤5% | ≤1 m | pressure_indicators_2016_2021_all_scenarios.xlsx
2016 | 30 | GIR90_ISW_EF_H | 234 | 542 | 0 | 0 | 1 | 0 | 0 | 0 | 0 | 0 | 0 | 40 | 54.7647 | 55.6887 | ≤5% | ≤1 m | pressure_indicators_2016_2021_all_scenarios.xlsx
2016 | 30 | GIR90_ISW_EF_H | 238 | 520 | 0 | 0 | 1 | 0 | 0 | 0 | 0 | 0 | 0 | 40 | 67.0792 | 68.1367 | ≤5% | ≤1 m | pressure_indicators_2016_2021_all_scenarios.xlsx
2016 | 30 | GIR90_ISW_EF_H | 248 | 526 | 0 | 0 | 1 | 0 | 0 | 0 | 0 | 0 | 0 | 40 | 68.4579 | 68.8647 | ≤5% | ≤1 m | pressure_indicators_2016_2021_all_scenarios.xlsx
2016 | 30 | GIR90_ISW_EF_H | 253 | 521 | 0 | 0 | 1 | 0 | 0 | 0 | 0 | 0 | 0 | 40 | 75.8844 | 76.4203 | ≤5% | ≤1 m | pressure_indicators_2016_2021_all_scenarios.xlsx
2016 | 30 | GIR90_ISW_EF_H | 266 | 509 | 0 | 0 | 1 | 0 | 0 | 0 | 0 | 0 | 0 | 40 | 79.0995 | 80.1955 | ≤5% | ≤1 m | pressure_indicators_2016_2021_all_scenarios.xlsx
2016 | 30 | GIR90_ISW_EF_H | 274 | 508 | 0 | 0 | 1 | 0 | 0 | 0 | 0 | 0 | 0 | 40 | 78.9813 | 80.4265 | ≤5% | ≤1 m | pressure_indicators_2016_2021_all_scenarios.xlsx
2016 | 30 | GIR90_ISW_EF_H | 282 | 541 | 0 | 0 | 1 | 0 | 0 | 0 | 0 | 0 | 0 | 40 | 79.9609 | 83.6745 | ≤5% | ≤1 m | pressure_indicators_2016_2021_all_scenarios.xlsx
2016 | 30 | GIR90_ISW_EF_H | 286 | 483 | 0 | 0 | 1 | 0 | 0 | 0 | 0 | 0 | 0 | 40 | 79.4324 | 81.9985 | ≤5% | ≤1 m | pressure_indicators_2016_2021_all_scenarios.xlsx
2016 | 30 | GIR90_ISW_EF_H | 290 | 522 | 0 | 0 | 1 | 0 | 0 | 0 | 0 | 0 | 0 | 40 | 84.2712 | 86.5833 | ≤5% | ≤1 m | pressure_indicators_2016_2021_all_scenarios.xlsx
2016 | 30 | GIR90_ISW_EF_H | 294 | 500 | 0 | 0 | 1 | 0 | 0 | 0 | 0 | 0 | 0 | 40 | 82.5255 | 84.2754 | ≤5% | ≤1 m | pressure_indicators_2016_2021_all_scenarios.xlsx
2016 | 30 | GIR90_ISW_EF_H | 302 | 504 | 0 | 0 | 1 | 0 | 0 | 0 | 0 | 0 | 0 | 40 | 83.359 | 84.836 | ≤5% | ≤1 m | pressure_indicators_2016_2021_all_scenarios.xlsx
2016 | 30 | GIR90_ISW_EF_H | 306 | 524 | 0 | 0 | 1 | 0 | 0 | 0 | 0 | 0 | 0 | 40 | 62.5166 | 64.0932 | ≤5% | ≤1 m | pressure_indicators_2016_2021_all_scenarios.xlsx
2016 | 30 | GIR90_ISW_EF_H | 318 | 487 | 0 | 0 | 1 | 0 | 0 | 0 | 0 | 0 | 0 | 40 | 61.0786 | 63.3978 | ≤5% | ≤1 m | pressure_indicators_2016_2021_all_scenarios.xlsx
2016 | 30 | GIR90_ISW_EF_H | 323 | 544 | 0 | 0 | 1 | 0 | 0 | 0 | 0 | 0 | 0 | 40 | 60.8526 | 63.4907 | ≤5% | ≤1 m | pressure_indicators_2016_2021_all_scenarios.xlsx
2016 | 30 | GIR90_ISW_EF_H | 331 | 523 | 0 | 0 | 1 | 0 | 0 | 0 | 0 | 0 | 0 | 40 | 55.7607 | 61.5722 | ≤5% | ≤1 m | pressure_indicators_2016_2021_all_scenarios.xlsx
2016 | 30 | GIR90_ISW_EF_H | 333 | 520 | 0 | 0 | 1 | 0 | 0 | 0 | 0 | 0 | 0 | 40 | 59.9923 | 66.3563 | ≤5% | ≤1 m | pressure_indicators_2016_2021_all_scenarios.xlsx
2016 | 30 | GIR90_ISW_EF_H | 338 | 520 | 0 | 0 | 1 | 0 | 0 | 0 | 0 | 0 | 0 | 40 | 62.2954 | 68.1228 | ≤5% | ≤1 m | pressure_indicators_2016_2021_all_scenarios.xlsx
2016 | 30 | GIR90_ISW_EF_H | 342 | 511 | 0 | 0 | 1 | 0 | 0 | 0 | 0 | 0 | 0 | 40 | 65.2487 | 69.1409 | ≤5% | ≤1 m | pressure_indicators_2016_2021_all_scenarios.xlsx
2016 | 30 | GIR90_ISW_EF_H | 346 | 513 | 0 | 0 | 1 | 0 | 0 | 0 | 0 | 0 | 0 | 40 | 56.7756 | 58.8897 | ≤5% | ≤1 m | pressure_indicators_2016_2021_all_scenarios.xlsx
2016 | 30 | GIR90_ISW_EF_H | 350 | 498 | 265 | 0.53213 | 0.46787 | 10.8485 | 20.3869 | 22.0273 | 0.27121 | 0.50967 | 0.52332 | 40 | 17.9727 | 40.5617 | >20% | >6 m | pressure_indicators_2016_2021_all_scenarios.xlsx
2016 | 30 | GIR90_ISW_EF_H | 364 | 514 | 265 | 0.51556 | 0.48444 | 6.6209 | 12.842 | 14.4824 | 0.16552 | 0.32105 | 0.33469 | 40 | 25.5176 | 36.934 | >20% | >6 m | pressure_indicators_2016_2021_all_scenarios.xlsx
2016 | 30 | GIR90_ISW_EF_H | 372 | 536 | 0 | 0 | 1 | 0 | 0 | 0 | 0 | 0 | 0 | 40 | 70.449 | 71.742 | ≤5% | ≤1 m | pressure_indicators_2016_2021_all_scenarios.xlsx
2016 | 30 | GIR90_ISW_EF_H | 381 | 527 | 0 | 0 | 1 | 0 | 0 | 0 | 0 | 0 | 0 | 40 | 62.5224 | 63.4774 | ≤5% | ≤1 m | pressure_indicators_2016_2021_all_scenarios.xlsx
2016 | 30 | GIR90_ISW_EF_H | 385 | 539 | 0 | 0 | 1 | 0 | 0 | 0 | 0 | 0 | 0 | 40 | 49.799 | 52.2513 | ≤5% | ≤1 m | pressure_indicators_2016_2021_all_scenarios.xlsx
2016 | 30 | GIR90_ISW_EF_H | 389 | 536 | 0 | 0 | 1 | 0 | 0 | 0 | 0 | 0 | 0 | 40 | 51.178 | 52.467 | ≤5% | ≤1 m | pressure_indicators_2016_2021_all_scenarios.xlsx
2016 | 30 | GIR90_ISW_EF_H | 393 | 530 | 0 | 0 | 1 | 0 | 0 | 0 | 0 | 0 | 0 | 40 | 51.465 | 53.0384 | ≤5% | ≤1 m | pressure_indicators_2016_2021_all_scenarios.xlsx
2016 | 30 | GIR90_ISW_EF_H | 397 | 548 | 0 | 0 | 1 | 0 | 0 | 0 | 0 | 0 | 0 | 40 | 64.988 | 66.417 | ≤5% | ≤1 m | pressure_indicators_2016_2021_all_scenarios.xlsx
2016 | 30 | GIR90_ISW_EF_H | 401 | 531 | 0 | 0 | 1 | 0 | 0 | 0 | 0 | 0 | 0 | 40 | 72.8089 | 74.0345 | ≤5% | ≤1 m | pressure_indicators_2016_2021_all_scenarios.xlsx
2016 | 30 | GIR90_ISW_EF_H | 405 | 531 | 0 | 0 | 1 | 0 | 0 | 0 | 0 | 0 | 0 | 40 | 63.5248 | 64.9119 | ≤5% | ≤1 m | pressure_indicators_2016_2021_all_scenarios.xlsx
2016 | 30 | GIR90_ISW_EF_H | 409 | 539 | 0 | 0 | 1 | 0 | 0 | 0 | 0 | 0 | 0 | 40 | 64.2265 | 65.9005 | ≤5% | ≤1 m | pressure_indicators_2016_2021_all_scenarios.xlsx
2016 | 30 | GIR90_ISW_EF_H | 414 | 522 | 0 | 0 | 1 | 0 | 0 | 0 | 0 | 0 | 0 | 40 | 50.2257 | 52.0918 | ≤5% | ≤1 m | pressure_indicators_2016_2021_all_scenarios.xlsx
2016 | 30 | GIR90_ISW_EF_H | 419 | 524 | 0 | 0 | 1 | 0 | 0 | 0 | 0 | 0 | 0 | 40 | 58.6323 | 60.5883 | ≤5% | ≤1 m | pressure_indicators_2016_2021_all_scenarios.xlsx
2016 | 30 | GIR90_ISW_EF_H | 423 | 529 | 0 | 0 | 1 | 0 | 0 | 0 | 0 | 0 | 0 | 40 | 60.5954 | 62.5182 | ≤5% | ≤1 m | pressure_indicators_2016_2021_all_scenarios.xlsx
2016 | 30 | GIR90_ISW_EF_H | 428 | 510 | 0 | 0 | 1 | 0 | 0 | 0 | 0 | 0 | 0 | 40 | 62.1451 | 64.1152 | ≤5% | ≤1 m | pressure_indicators_2016_2021_all_scenarios.xlsx
2016 | 30 | GIR90_ISW_EF_H | 434 | 547 | 0 | 0 | 1 | 0 | 0 | 0 | 0 | 0 | 0 | 40 | 62.1855 | 64.197 | ≤5% | ≤1 m | pressure_indicators_2016_2021_all_scenarios.xlsx
2016 | 30 | GIR90_ISW_EF_H | 438 | 520 | 0 | 0 | 1 | 0 | 0 | 0 | 0 | 0 | 0 | 40 | 61.3502 | 63.7399 | ≤5% | ≤1 m | pressure_indicators_2016_2021_all_scenarios.xlsx
2016 | 30 | GIR90_ISW_EF_H | 508 | 503 | 0 | 0 | 1 | 0 | 0 | 0 | 0 | 0 | 0 | 40 | 56.9924 | 61.6542 | ≤5% | ≤1 m | pressure_indicators_2016_2021_all_scenarios.xlsx
2016 | 30 | GIR90_ISW_EF_H | 510 | 535 | 0 | 0 | 1 | 0 | 0 | 0 | 0 | 0 | 0 | 40 | 48.1078 | 52.8072 | ≤5% | ≤1 m | pressure_indicators_2016_2021_all_scenarios.xlsx
2016 | 30 | GIR90_ISW_EF_H | 512 | 526 | 0 | 0 | 1 | 0 | 0 | 0 | 0 | 0 | 0 | 40 | 54.2779 | 58.9091 | ≤5% | ≤1 m | pressure_indicators_2016_2021_all_scenarios.xlsx
2016 | 30 | GIR90_ISW_EF_H | 514 | 526 | 0 | 0 | 1 | 0 | 0 | 0 | 0 | 0 | 0 | 40 | 53.5792 | 58.4677 | ≤5% | ≤1 m | pressure_indicators_2016_2021_all_scenarios.xlsx
2016 | 30 | GIR90_ISW_EF_H | 516 | 525 | 0 | 0 | 1 | 0 | 0 | 0 | 0 | 0 | 0 | 40 | 51.9592 | 56.9524 | ≤5% | ≤1 m | pressure_indicators_2016_2021_all_scenarios.xlsx
2016 | 30 | GIR90_ISW_EF_H | 518 | 489 | 0 | 0 | 1 | 0 | 0 | 0 | 0 | 0 | 0 | 40 | 52.2681 | 57.2902 | ≤5% | ≤1 m | pressure_indicators_2016_2021_all_scenarios.xlsx
2016 | 30 | GIR90_ISW_EF_H | 520 | 530 | 0 | 0 | 1 | 0 | 0 | 0 | 0 | 0 | 0 | 40 | 50.435 | 55.7822 | ≤5% | ≤1 m | pressure_indicators_2016_2021_all_scenarios.xlsx
2016 | 30 | GIR90_ISW_EF_H | 522 | 546 | 0 | 0 | 1 | 0 | 0 | 0 | 0 | 0 | 0 | 40 | 47.0536 | 52.4091 | ≤5% | ≤1 m | pressure_indicators_2016_2021_all_scenarios.xlsx
2016 | 30 | GIR90_ISW_EF_H | 524 | 542 | 0 | 0 | 1 | 0 | 0 | 0 | 0 | 0 | 0 | 40 | 45.4649 | 50.8569 | ≤5% | ≤1 m | pressure_indicators_2016_2021_all_scenarios.xlsx
2016 | 30 | GIR90_ISW_EF_H | 526 | 524 | 0 | 0 | 1 | 0 | 0 | 0 | 0 | 0 | 0 | 40 | 47.6962 | 53.256 | ≤5% | ≤1 m | pressure_indicators_2016_2021_all_scenarios.xlsx
2016 | 30 | GIR90_ISW_EF_H | 528 | 545 | 0 | 0 | 1 | 0 | 0 | 0 | 0 | 0 | 0 | 40 | 49.9251 | 55.4332 | ≤5% | ≤1 m | pressure_indicators_2016_2021_all_scenarios.xlsx
2016 | 30 | GIR90_ISW_EF_H | 530 | 519 | 0 | 0 | 1 | 0 | 0 | 0 | 0 | 0 | 0 | 40 | 51.1098 | 56.1735 | ≤5% | ≤1 m | pressure_indicators_2016_2021_all_scenarios.xlsx
2016 | 30 | GIR90_ISW_EF_H | 532 | 490 | 0 | 0 | 1 | 0 | 0 | 0 | 0 | 0 | 0 | 40 | 50.1609 | 55.2225 | ≤5% | ≤1 m | pressure_indicators_2016_2021_all_scenarios.xlsx
2016 | 30 | GIR90_ISW_EF_H | 536 | 507 | 0 | 0 | 1 | 0 | 0 | 0 | 0 | 0 | 0 | 40 | 45.5115 | 50.1635 | ≤5% | ≤1 m | pressure_indicators_2016_2021_all_scenarios.xlsx
2016 | 30 | GIR90_ISW_EF_H | 538 | 546 | 0 | 0 | 1 | 0 | 0 | 0 | 0 | 0 | 0 | 40 | 42.7012 | 47.8403 | ≤5% | ≤1 m | pressure_indicators_2016_2021_all_scenarios.xlsx
2016 | 30 | GIR90_ISW_EF_H | 540 | 498 | 0 | 0 | 1 | 0 | 0 | 0 | 0 | 0 | 0 | 40 | 44.921 | 49.6902 | ≤5% | ≤1 m | pressure_indicators_2016_2021_all_scenarios.xlsx
2016 | 30 | GIR90_ISW_EF_H | 542 | 507 | 0 | 0 | 1 | 0 | 0 | 0 | 0 | 0 | 0 | 40 | 42.9329 | 47.7953 | ≤5% | ≤1 m | pressure_indicators_2016_2021_all_scenarios.xlsx
2016 | 30 | GIR90_ISW_EF_H | 544 | 519 | 0 | 0 | 1 | 0 | 0 | 0 | 0 | 0 | 0 | 40 | 51.4364 | 56.9138 | ≤5% | ≤1 m | pressure_indicators_2016_2021_all_scenarios.xlsx
2016 | 30 | GIR90_ISW_EF_H | 546 | 519 | 0 | 0 | 1 | 0 | 0 | 0 | 0 | 0 | 0 | 40 | 52.5008 | 57.801 | ≤5% | ≤1 m | pressure_indicators_2016_2021_all_scenarios.xlsx
2016 | 30 | GIR90_ISW_EF_H | 550 | 535 | 0 | 0 | 1 | 0 | 0 | 0 | 0 | 0 | 0 | 40 | 63.8957 | 69.3093 | ≤5% | ≤1 m | pressure_indicators_2016_2021_all_scenarios.xlsx
2016 | 30 | GIR90_ISW_EF_H | 552 | 517 | 0 | 0 | 1 | 0 | 0 | 0 | 0 | 0 | 0 | 40 | 52.0119 | 57.2048 | ≤5% | ≤1 m | pressure_indicators_2016_2021_all_scenarios.xlsx
2016 | 30 | GIR90_ISW_EF_H | 554 | 516 | 0 | 0 | 1 | 0 | 0 | 0 | 0 | 0 | 0 | 40 | 43.8508 | 48.2239 | ≤5% | ≤1 m | pressure_indicators_2016_2021_all_scenarios.xlsx
2016 | 30 | GIR90_ISW_EF_H | 556 | 532 | 0 | 0 | 1 | 0 | 0 | 0 | 0 | 0 | 0 | 40 | 40.9019 | 46.0124 | ≤5% | ≤1 m | pressure_indicators_2016_2021_all_scenarios.xlsx
2016 | 30 | GIR90_ISW_EF_H | 558 | 532 | 472 | 0.88722 | 0.11278 | 1.996 | 2.2498 | 7.1 | 0.049901 | 0.056244 | 0.088493 | 40 | 32.9 | 38.0741 | >20% | 1–3 m | pressure_indicators_2016_2021_all_scenarios.xlsx
2016 | 30 | GIR90_ISW_EF_H | 562 | 509 | 0 | 0 | 1 | 0 | 0 | 0 | 0 | 0 | 0 | 40 | 45.2708 | 50.1826 | ≤5% | ≤1 m | pressure_indicators_2016_2021_all_scenarios.xlsx
2016 | 30 | GIR90_ISW_EF_H | 571 | 544 | 0 | 0 | 1 | 0 | 0 | 0 | 0 | 0 | 0 | 40 | 77.7796 | 78.9828 | ≤5% | ≤1 m | pressure_indicators_2016_2021_all_scenarios.xlsx
2016 | 30 | GIR90_ISW_EF_H | 597 | 535 | 0 | 0 | 1 | 0 | 0 | 0 | 0 | 0 | 0 | 40 | 72.7281 | 74.2682 | ≤5% | ≤1 m | pressure_indicators_2016_2021_all_scenarios.xlsx
2016 | 30 | GIR90_ISW_EF_H | 599 | 496 | 0 | 0 | 1 | 0 | 0 | 0 | 0 | 0 | 0 | 40 | 73.1187 | 74.5639 | ≤5% | ≤1 m | pressure_indicators_2016_2021_all_scenarios.xlsx
2016 | 30 | GIR90_ISW_EF_H | 603 | 517 | 0 | 0 | 1 | 0 | 0 | 0 | 0 | 0 | 0 | 40 | 46.8038 | 51.9206 | ≤5% | ≤1 m | pressure_indicators_2016_2021_all_scenarios.xlsx
2016 | 30 | GIR90_ISW_EF_H | 607 | 533 | 0 | 0 | 1 | 0 | 0 | 0 | 0 | 0 | 0 | 40 | 59.6638 | 63.8585 | ≤5% | ≤1 m | pressure_indicators_2016_2021_all_scenarios.xlsx
2016 | 40 | GIR90_ISW_EF_L | 135 | 533 | 0 | 0 | 1 | 0 | 0 | 0 | 0 | 0 | 0 | 40 | 73.6062 | 73.7278 | ≤5% | ≤1 m | pressure_indicators_2016_2021_all_scenarios.xlsx
2016 | 40 | GIR90_ISW_EF_L | 139 | 511 | 0 | 0 | 1 | 0 | 0 | 0 | 0 | 0 | 0 | 40 | 68.6483 | 68.9523 | ≤5% | ≤1 m | pressure_indicators_2016_2021_all_scenarios.xlsx
2016 | 40 | GIR90_ISW_EF_L | 165 | 527 | 0 | 0 | 1 | 0 | 0 | 0 | 0 | 0 | 0 | 40 | 82.3605 | 84.9677 | ≤5% | ≤1 m | pressure_indicators_2016_2021_all_scenarios.xlsx
2016 | 40 | GIR90_ISW_EF_L | 169 | 543 | 0 | 0 | 1 | 0 | 0 | 0 | 0 | 0 | 0 | 40 | 82.34 | 85.3191 | ≤5% | ≤1 m | pressure_indicators_2016_2021_all_scenarios.xlsx
2016 | 40 | GIR90_ISW_EF_L | 173 | 525 | 0 | 0 | 1 | 0 | 0 | 0 | 0 | 0 | 0 | 40 | 79.4953 | 82.5001 | ≤5% | ≤1 m | pressure_indicators_2016_2021_all_scenarios.xlsx
2016 | 40 | GIR90_ISW_EF_L | 181 | 525 | 0 | 0 | 1 | 0 | 0 | 0 | 0 | 0 | 0 | 40 | 77.7784 | 80.4333 | ≤5% | ≤1 m | pressure_indicators_2016_2021_all_scenarios.xlsx
2016 | 40 | GIR90_ISW_EF_L | 189 | 540 | 0 | 0 | 1 | 0 | 0 | 0 | 0 | 0 | 0 | 40 | 70.9174 | 73.6851 | ≤5% | ≤1 m | pressure_indicators_2016_2021_all_scenarios.xlsx
2016 | 40 | GIR90_ISW_EF_L | 193 | 503 | 0 | 0 | 1 | 0 | 0 | 0 | 0 | 0 | 0 | 40 | 66.0189 | 70.2539 | ≤5% | ≤1 m | pressure_indicators_2016_2021_all_scenarios.xlsx
2016 | 40 | GIR90_ISW_EF_L | 211 | 539 | 0 | 0 | 1 | 0 | 0 | 0 | 0 | 0 | 0 | 40 | 52.3966 | 56.8349 | ≤5% | ≤1 m | pressure_indicators_2016_2021_all_scenarios.xlsx
2016 | 40 | GIR90_ISW_EF_L | 220 | 521 | 0 | 0 | 1 | 0 | 0 | 0 | 0 | 0 | 0 | 40 | 60.042 | 64.5403 | ≤5% | ≤1 m | pressure_indicators_2016_2021_all_scenarios.xlsx
2016 | 40 | GIR90_ISW_EF_L | 224 | 517 | 0 | 0 | 1 | 0 | 0 | 0 | 0 | 0 | 0 | 40 | 63.5809 | 66.7609 | ≤5% | ≤1 m | pressure_indicators_2016_2021_all_scenarios.xlsx
2016 | 40 | GIR90_ISW_EF_L | 228 | 509 | 0 | 0 | 1 | 0 | 0 | 0 | 0 | 0 | 0 | 40 | 68.0648 | 71.0527 | ≤5% | ≤1 m | pressure_indicators_2016_2021_all_scenarios.xlsx
2016 | 40 | GIR90_ISW_EF_L | 232 | 513 | 0 | 0 | 1 | 0 | 0 | 0 | 0 | 0 | 0 | 40 | 82.4211 | 83.2065 | ≤5% | ≤1 m | pressure_indicators_2016_2021_all_scenarios.xlsx
2016 | 40 | GIR90_ISW_EF_L | 234 | 519 | 0 | 0 | 1 | 0 | 0 | 0 | 0 | 0 | 0 | 40 | 54.7213 | 55.6226 | ≤5% | ≤1 m | pressure_indicators_2016_2021_all_scenarios.xlsx
2016 | 40 | GIR90_ISW_EF_L | 238 | 566 | 0 | 0 | 1 | 0 | 0 | 0 | 0 | 0 | 0 | 40 | 67.0358 | 68.1147 | ≤5% | ≤1 m | pressure_indicators_2016_2021_all_scenarios.xlsx
2016 | 40 | GIR90_ISW_EF_L | 248 | 510 | 0 | 0 | 1 | 0 | 0 | 0 | 0 | 0 | 0 | 40 | 68.3457 | 68.8619 | ≤5% | ≤1 m | pressure_indicators_2016_2021_all_scenarios.xlsx
2016 | 40 | GIR90_ISW_EF_L | 253 | 518 | 0 | 0 | 1 | 0 | 0 | 0 | 0 | 0 | 0 | 40 | 75.7415 | 76.4208 | ≤5% | ≤1 m | pressure_indicators_2016_2021_all_scenarios.xlsx
2016 | 40 | GIR90_ISW_EF_L | 266 | 511 | 0 | 0 | 1 | 0 | 0 | 0 | 0 | 0 | 0 | 40 | 78.7063 | 80.1852 | ≤5% | ≤1 m | pressure_indicators_2016_2021_all_scenarios.xlsx
2016 | 40 | GIR90_ISW_EF_L | 274 | 516 | 0 | 0 | 1 | 0 | 0 | 0 | 0 | 0 | 0 | 40 | 78.7354 | 80.4124 | ≤5% | ≤1 m | pressure_indicators_2016_2021_all_scenarios.xlsx
2016 | 40 | GIR90_ISW_EF_L | 282 | 538 | 0 | 0 | 1 | 0 | 0 | 0 | 0 | 0 | 0 | 40 | 80.1531 | 83.5097 | ≤5% | ≤1 m | pressure_indicators_2016_2021_all_scenarios.xlsx
2016 | 40 | GIR90_ISW_EF_L | 286 | 521 | 0 | 0 | 1 | 0 | 0 | 0 | 0 | 0 | 0 | 40 | 79.6246 | 82.0351 | ≤5% | ≤1 m | pressure_indicators_2016_2021_all_scenarios.xlsx
2016 | 40 | GIR90_ISW_EF_L | 290 | 510 | 0 | 0 | 1 | 0 | 0 | 0 | 0 | 0 | 0 | 40 | 84.4634 | 86.5294 | ≤5% | ≤1 m | pressure_indicators_2016_2021_all_scenarios.xlsx
2016 | 40 | GIR90_ISW_EF_L | 294 | 508 | 0 | 0 | 1 | 0 | 0 | 0 | 0 | 0 | 0 | 40 | 82.5035 | 84.2736 | ≤5% | ≤1 m | pressure_indicators_2016_2021_all_scenarios.xlsx
2016 | 40 | GIR90_ISW_EF_L | 302 | 538 | 0 | 0 | 1 | 0 | 0 | 0 | 0 | 0 | 0 | 40 | 83.1131 | 84.8569 | ≤5% | ≤1 m | pressure_indicators_2016_2021_all_scenarios.xlsx
2016 | 40 | GIR90_ISW_EF_L | 306 | 541 | 0 | 0 | 1 | 0 | 0 | 0 | 0 | 0 | 0 | 40 | 62.2707 | 64.0721 | ≤5% | ≤1 m | pressure_indicators_2016_2021_all_scenarios.xlsx
2016 | 40 | GIR90_ISW_EF_L | 318 | 505 | 0 | 0 | 1 | 0 | 0 | 0 | 0 | 0 | 0 | 40 | 61.1213 | 63.3539 | ≤5% | ≤1 m | pressure_indicators_2016_2021_all_scenarios.xlsx
2016 | 40 | GIR90_ISW_EF_L | 323 | 513 | 0 | 0 | 1 | 0 | 0 | 0 | 0 | 0 | 0 | 40 | 61.0527 | 63.4166 | ≤5% | ≤1 m | pressure_indicators_2016_2021_all_scenarios.xlsx
2016 | 40 | GIR90_ISW_EF_L | 331 | 534 | 0 | 0 | 1 | 0 | 0 | 0 | 0 | 0 | 0 | 40 | 55.4249 | 61.7281 | ≤5% | ≤1 m | pressure_indicators_2016_2021_all_scenarios.xlsx
2016 | 40 | GIR90_ISW_EF_L | 333 | 524 | 0 | 0 | 1 | 0 | 0 | 0 | 0 | 0 | 0 | 40 | 59.6565 | 66.4061 | ≤5% | ≤1 m | pressure_indicators_2016_2021_all_scenarios.xlsx
2016 | 40 | GIR90_ISW_EF_L | 338 | 525 | 0 | 0 | 1 | 0 | 0 | 0 | 0 | 0 | 0 | 40 | 61.9596 | 68.2002 | ≤5% | ≤1 m | pressure_indicators_2016_2021_all_scenarios.xlsx
2016 | 40 | GIR90_ISW_EF_L | 342 | 511 | 0 | 0 | 1 | 0 | 0 | 0 | 0 | 0 | 0 | 40 | 64.9129 | 69.1885 | ≤5% | ≤1 m | pressure_indicators_2016_2021_all_scenarios.xlsx
2016 | 40 | GIR90_ISW_EF_L | 346 | 489 | 0 | 0 | 1 | 0 | 0 | 0 | 0 | 0 | 0 | 40 | 56.5356 | 58.8517 | ≤5% | ≤1 m | pressure_indicators_2016_2021_all_scenarios.xlsx
2016 | 40 | GIR90_ISW_EF_L | 350 | 529 | 275 | 0.51985 | 0.48015 | 10.6176 | 20.4244 | 22.2064 | 0.26544 | 0.51061 | 0.52277 | 40 | 17.7936 | 41.0717 | >20% | >6 m | pressure_indicators_2016_2021_all_scenarios.xlsx
2016 | 40 | GIR90_ISW_EF_L | 364 | 519 | 275 | 0.52987 | 0.47013 | 6.8244 | 12.8795 | 14.6615 | 0.17061 | 0.32199 | 0.33414 | 40 | 25.3385 | 36.6387 | >20% | >6 m | pressure_indicators_2016_2021_all_scenarios.xlsx
2016 | 40 | GIR90_ISW_EF_L | 372 | 507 | 0 | 0 | 1 | 0 | 0 | 0 | 0 | 0 | 0 | 40 | 70.1979 | 71.7203 | ≤5% | ≤1 m | pressure_indicators_2016_2021_all_scenarios.xlsx
2016 | 40 | GIR90_ISW_EF_L | 381 | 539 | 0 | 0 | 1 | 0 | 0 | 0 | 0 | 0 | 0 | 40 | 62.1134 | 63.4655 | ≤5% | ≤1 m | pressure_indicators_2016_2021_all_scenarios.xlsx
2016 | 40 | GIR90_ISW_EF_L | 385 | 511 | 0 | 0 | 1 | 0 | 0 | 0 | 0 | 0 | 0 | 40 | 49.3899 | 52.0678 | ≤5% | ≤1 m | pressure_indicators_2016_2021_all_scenarios.xlsx
2016 | 40 | GIR90_ISW_EF_L | 389 | 546 | 0 | 0 | 1 | 0 | 0 | 0 | 0 | 0 | 0 | 40 | 50.769 | 52.4727 | ≤5% | ≤1 m | pressure_indicators_2016_2021_all_scenarios.xlsx
2016 | 40 | GIR90_ISW_EF_L | 393 | 530 | 0 | 0 | 1 | 0 | 0 | 0 | 0 | 0 | 0 | 40 | 51.3614 | 53.0104 | ≤5% | ≤1 m | pressure_indicators_2016_2021_all_scenarios.xlsx
2016 | 40 | GIR90_ISW_EF_L | 397 | 504 | 0 | 0 | 1 | 0 | 0 | 0 | 0 | 0 | 0 | 40 | 64.9005 | 66.3904 | ≤5% | ≤1 m | pressure_indicators_2016_2021_all_scenarios.xlsx
2016 | 40 | GIR90_ISW_EF_L | 401 | 506 | 0 | 0 | 1 | 0 | 0 | 0 | 0 | 0 | 0 | 40 | 72.5912 | 74.0712 | ≤5% | ≤1 m | pressure_indicators_2016_2021_all_scenarios.xlsx
2016 | 40 | GIR90_ISW_EF_L | 405 | 547 | 0 | 0 | 1 | 0 | 0 | 0 | 0 | 0 | 0 | 40 | 63.0748 | 64.9022 | ≤5% | ≤1 m | pressure_indicators_2016_2021_all_scenarios.xlsx
2016 | 40 | GIR90_ISW_EF_L | 409 | 525 | 0 | 0 | 1 | 0 | 0 | 0 | 0 | 0 | 0 | 40 | 64.0126 | 65.889 | ≤5% | ≤1 m | pressure_indicators_2016_2021_all_scenarios.xlsx
2016 | 40 | GIR90_ISW_EF_L | 414 | 532 | 0 | 0 | 1 | 0 | 0 | 0 | 0 | 0 | 0 | 40 | 50.3935 | 52.125 | ≤5% | ≤1 m | pressure_indicators_2016_2021_all_scenarios.xlsx
2016 | 40 | GIR90_ISW_EF_L | 419 | 536 | 0 | 0 | 1 | 0 | 0 | 0 | 0 | 0 | 0 | 40 | 58.5009 | 60.5863 | ≤5% | ≤1 m | pressure_indicators_2016_2021_all_scenarios.xlsx
2016 | 40 | GIR90_ISW_EF_L | 423 | 502 | 0 | 0 | 1 | 0 | 0 | 0 | 0 | 0 | 0 | 40 | 60.603 | 62.5523 | ≤5% | ≤1 m | pressure_indicators_2016_2021_all_scenarios.xlsx
2016 | 40 | GIR90_ISW_EF_L | 428 | 547 | 0 | 0 | 1 | 0 | 0 | 0 | 0 | 0 | 0 | 40 | 61.966 | 64.132 | ≤5% | ≤1 m | pressure_indicators_2016_2021_all_scenarios.xlsx
2016 | 40 | GIR90_ISW_EF_L | 434 | 521 | 0 | 0 | 1 | 0 | 0 | 0 | 0 | 0 | 0 | 40 | 61.9821 | 64.2155 | ≤5% | ≤1 m | pressure_indicators_2016_2021_all_scenarios.xlsx
2016 | 40 | GIR90_ISW_EF_L | 438 | 494 | 0 | 0 | 1 | 0 | 0 | 0 | 0 | 0 | 0 | 40 | 61.1102 | 63.6967 | ≤5% | ≤1 m | pressure_indicators_2016_2021_all_scenarios.xlsx
2016 | 40 | GIR90_ISW_EF_L | 508 | 507 | 0 | 0 | 1 | 0 | 0 | 0 | 0 | 0 | 0 | 40 | 57.4727 | 61.6717 | ≤5% | ≤1 m | pressure_indicators_2016_2021_all_scenarios.xlsx
2016 | 40 | GIR90_ISW_EF_L | 510 | 544 | 0 | 0 | 1 | 0 | 0 | 0 | 0 | 0 | 0 | 40 | 48.5996 | 52.6933 | ≤5% | ≤1 m | pressure_indicators_2016_2021_all_scenarios.xlsx
2016 | 40 | GIR90_ISW_EF_L | 512 | 532 | 0 | 0 | 1 | 0 | 0 | 0 | 0 | 0 | 0 | 40 | 54.5477 | 58.8283 | ≤5% | ≤1 m | pressure_indicators_2016_2021_all_scenarios.xlsx
2016 | 40 | GIR90_ISW_EF_L | 514 | 523 | 0 | 0 | 1 | 0 | 0 | 0 | 0 | 0 | 0 | 40 | 54.1584 | 58.4132 | ≤5% | ≤1 m | pressure_indicators_2016_2021_all_scenarios.xlsx
2016 | 40 | GIR90_ISW_EF_L | 516 | 518 | 0 | 0 | 1 | 0 | 0 | 0 | 0 | 0 | 0 | 40 | 52.4956 | 56.8683 | ≤5% | ≤1 m | pressure_indicators_2016_2021_all_scenarios.xlsx
2016 | 40 | GIR90_ISW_EF_L | 518 | 500 | 0 | 0 | 1 | 0 | 0 | 0 | 0 | 0 | 0 | 40 | 52.9126 | 57.3626 | ≤5% | ≤1 m | pressure_indicators_2016_2021_all_scenarios.xlsx
2016 | 40 | GIR90_ISW_EF_L | 520 | 563 | 0 | 0 | 1 | 0 | 0 | 0 | 0 | 0 | 0 | 40 | 50.8908 | 55.6527 | ≤5% | ≤1 m | pressure_indicators_2016_2021_all_scenarios.xlsx
2016 | 40 | GIR90_ISW_EF_L | 522 | 499 | 0 | 0 | 1 | 0 | 0 | 0 | 0 | 0 | 0 | 40 | 47.5094 | 52.3343 | ≤5% | ≤1 m | pressure_indicators_2016_2021_all_scenarios.xlsx
2016 | 40 | GIR90_ISW_EF_L | 524 | 537 | 0 | 0 | 1 | 0 | 0 | 0 | 0 | 0 | 0 | 40 | 45.9207 | 50.7054 | ≤5% | ≤1 m | pressure_indicators_2016_2021_all_scenarios.xlsx
2016 | 40 | GIR90_ISW_EF_L | 526 | 505 | 0 | 0 | 1 | 0 | 0 | 0 | 0 | 0 | 0 | 40 | 48.152 | 53.1788 | ≤5% | ≤1 m | pressure_indicators_2016_2021_all_scenarios.xlsx
2016 | 40 | GIR90_ISW_EF_L | 528 | 545 | 0 | 0 | 1 | 0 | 0 | 0 | 0 | 0 | 0 | 40 | 50.3809 | 55.4807 | ≤5% | ≤1 m | pressure_indicators_2016_2021_all_scenarios.xlsx
2016 | 40 | GIR90_ISW_EF_L | 530 | 511 | 0 | 0 | 1 | 0 | 0 | 0 | 0 | 0 | 0 | 40 | 51.5657 | 56.214 | ≤5% | ≤1 m | pressure_indicators_2016_2021_all_scenarios.xlsx
2016 | 40 | GIR90_ISW_EF_L | 532 | 524 | 0 | 0 | 1 | 0 | 0 | 0 | 0 | 0 | 0 | 40 | 50.7129 | 55.1367 | ≤5% | ≤1 m | pressure_indicators_2016_2021_all_scenarios.xlsx
2016 | 40 | GIR90_ISW_EF_L | 536 | 526 | 0 | 0 | 1 | 0 | 0 | 0 | 0 | 0 | 0 | 40 | 45.6062 | 50.076 | ≤5% | ≤1 m | pressure_indicators_2016_2021_all_scenarios.xlsx
2016 | 40 | GIR90_ISW_EF_L | 538 | 532 | 0 | 0 | 1 | 0 | 0 | 0 | 0 | 0 | 0 | 40 | 43.2627 | 47.7769 | ≤5% | ≤1 m | pressure_indicators_2016_2021_all_scenarios.xlsx
2016 | 40 | GIR90_ISW_EF_L | 540 | 534 | 0 | 0 | 1 | 0 | 0 | 0 | 0 | 0 | 0 | 40 | 45.0867 | 49.6192 | ≤5% | ≤1 m | pressure_indicators_2016_2021_all_scenarios.xlsx
2016 | 40 | GIR90_ISW_EF_L | 542 | 501 | 0 | 0 | 1 | 0 | 0 | 0 | 0 | 0 | 0 | 40 | 43.0987 | 47.7127 | ≤5% | ≤1 m | pressure_indicators_2016_2021_all_scenarios.xlsx
2016 | 40 | GIR90_ISW_EF_L | 544 | 520 | 0 | 0 | 1 | 0 | 0 | 0 | 0 | 0 | 0 | 40 | 52.0899 | 56.7091 | ≤5% | ≤1 m | pressure_indicators_2016_2021_all_scenarios.xlsx
2016 | 40 | GIR90_ISW_EF_L | 546 | 503 | 0 | 0 | 1 | 0 | 0 | 0 | 0 | 0 | 0 | 40 | 53.1543 | 57.7123 | ≤5% | ≤1 m | pressure_indicators_2016_2021_all_scenarios.xlsx
2016 | 40 | GIR90_ISW_EF_L | 550 | 513 | 0 | 0 | 1 | 0 | 0 | 0 | 0 | 0 | 0 | 40 | 64.3331 | 69.0761 | ≤5% | ≤1 m | pressure_indicators_2016_2021_all_scenarios.xlsx
2016 | 40 | GIR90_ISW_EF_L | 552 | 511 | 0 | 0 | 1 | 0 | 0 | 0 | 0 | 0 | 0 | 40 | 52.4492 | 57.1332 | ≤5% | ≤1 m | pressure_indicators_2016_2021_all_scenarios.xlsx
2016 | 40 | GIR90_ISW_EF_L | 554 | 511 | 0 | 0 | 1 | 0 | 0 | 0 | 0 | 0 | 0 | 40 | 43.5479 | 48.1543 | ≤5% | ≤1 m | pressure_indicators_2016_2021_all_scenarios.xlsx
2016 | 40 | GIR90_ISW_EF_L | 556 | 544 | 0 | 0 | 1 | 0 | 0 | 0 | 0 | 0 | 0 | 40 | 41.4155 | 45.9483 | ≤5% | ≤1 m | pressure_indicators_2016_2021_all_scenarios.xlsx
2016 | 40 | GIR90_ISW_EF_L | 558 | 519 | 459 | 0.88439 | 0.11561 | 1.9509 | 2.206 | 6.5568 | 0.048773 | 0.055149 | 0.084987 | 40 | 33.4432 | 38.1105 | >20% | 1–3 m | pressure_indicators_2016_2021_all_scenarios.xlsx
2016 | 40 | GIR90_ISW_EF_L | 562 | 556 | 0 | 0 | 1 | 0 | 0 | 0 | 0 | 0 | 0 | 40 | 45.8248 | 50.223 | ≤5% | ≤1 m | pressure_indicators_2016_2021_all_scenarios.xlsx
2016 | 40 | GIR90_ISW_EF_L | 571 | 539 | 0 | 0 | 1 | 0 | 0 | 0 | 0 | 0 | 0 | 40 | 77.5172 | 78.984 | ≤5% | ≤1 m | pressure_indicators_2016_2021_all_scenarios.xlsx
2016 | 40 | GIR90_ISW_EF_L | 597 | 520 | 0 | 0 | 1 | 0 | 0 | 0 | 0 | 0 | 0 | 40 | 72.4818 | 74.2671 | ≤5% | ≤1 m | pressure_indicators_2016_2021_all_scenarios.xlsx
2016 | 40 | GIR90_ISW_EF_L | 599 | 513 | 0 | 0 | 1 | 0 | 0 | 0 | 0 | 0 | 0 | 40 | 72.8724 | 74.6306 | ≤5% | ≤1 m | pressure_indicators_2016_2021_all_scenarios.xlsx
2016 | 40 | GIR90_ISW_EF_L | 603 | 513 | 0 | 0 | 1 | 0 | 0 | 0 | 0 | 0 | 0 | 40 | 47.366 | 51.8928 | ≤5% | ≤1 m | pressure_indicators_2016_2021_all_scenarios.xlsx
2016 | 40 | GIR90_ISW_EF_L | 607 | 539 | 0 | 0 | 1 | 0 | 0 | 0 | 0 | 0 | 0 | 40 | 60.1441 | 63.818 | ≤5% | ≤1 m | pressure_indicators_2016_2021_all_scenarios.xlsx
2017 | 10 | GIR50_ISW_EF_H | 135 | 530 | 0 | 0 | 1 | 0 | 0 | 0 | 0 | 0 | 0 | 40 | 73.5692 | 73.7285 | ≤5% | ≤1 m | pressure_indicators_2016_2021_all_scenarios.xlsx
2017 | 10 | GIR50_ISW_EF_H | 139 | 523 | 0 | 0 | 1 | 0 | 0 | 0 | 0 | 0 | 0 | 40 | 68.6743 | 68.9548 | ≤5% | ≤1 m | pressure_indicators_2016_2021_all_scenarios.xlsx
2017 | 10 | GIR50_ISW_EF_H | 165 | 505 | 0 | 0 | 1 | 0 | 0 | 0 | 0 | 0 | 0 | 40 | 81.7319 | 84.9365 | ≤5% | ≤1 m | pressure_indicators_2016_2021_all_scenarios.xlsx
2017 | 10 | GIR50_ISW_EF_H | 169 | 528 | 0 | 0 | 1 | 0 | 0 | 0 | 0 | 0 | 0 | 40 | 81.6675 | 85.3083 | ≤5% | ≤1 m | pressure_indicators_2016_2021_all_scenarios.xlsx
2017 | 10 | GIR50_ISW_EF_H | 173 | 539 | 0 | 0 | 1 | 0 | 0 | 0 | 0 | 0 | 0 | 40 | 78.8072 | 82.4795 | ≤5% | ≤1 m | pressure_indicators_2016_2021_all_scenarios.xlsx
2017 | 10 | GIR50_ISW_EF_H | 181 | 516 | 0 | 0 | 1 | 0 | 0 | 0 | 0 | 0 | 0 | 40 | 77.1532 | 80.5223 | ≤5% | ≤1 m | pressure_indicators_2016_2021_all_scenarios.xlsx
2017 | 10 | GIR50_ISW_EF_H | 189 | 529 | 0 | 0 | 1 | 0 | 0 | 0 | 0 | 0 | 0 | 40 | 70.36 | 73.6966 | ≤5% | ≤1 m | pressure_indicators_2016_2021_all_scenarios.xlsx
2017 | 10 | GIR50_ISW_EF_H | 193 | 538 | 0 | 0 | 1 | 0 | 0 | 0 | 0 | 0 | 0 | 40 | 65.9161 | 70.3257 | ≤5% | ≤1 m | pressure_indicators_2016_2021_all_scenarios.xlsx
2017 | 10 | GIR50_ISW_EF_H | 211 | 531 | 0 | 0 | 1 | 0 | 0 | 0 | 0 | 0 | 0 | 40 | 52.455 | 56.9578 | ≤5% | ≤1 m | pressure_indicators_2016_2021_all_scenarios.xlsx
2017 | 10 | GIR50_ISW_EF_H | 220 | 506 | 0 | 0 | 1 | 0 | 0 | 0 | 0 | 0 | 0 | 40 | 60.1004 | 64.7103 | ≤5% | ≤1 m | pressure_indicators_2016_2021_all_scenarios.xlsx
2017 | 10 | GIR50_ISW_EF_H | 224 | 534 | 0 | 0 | 1 | 0 | 0 | 0 | 0 | 0 | 0 | 40 | 63.6393 | 66.7923 | ≤5% | ≤1 m | pressure_indicators_2016_2021_all_scenarios.xlsx
2017 | 10 | GIR50_ISW_EF_H | 228 | 535 | 0 | 0 | 1 | 0 | 0 | 0 | 0 | 0 | 0 | 40 | 68.1232 | 71.054 | ≤5% | ≤1 m | pressure_indicators_2016_2021_all_scenarios.xlsx
2017 | 10 | GIR50_ISW_EF_H | 232 | 541 | 0 | 0 | 1 | 0 | 0 | 0 | 0 | 0 | 0 | 40 | 82.4794 | 83.2104 | ≤5% | ≤1 m | pressure_indicators_2016_2021_all_scenarios.xlsx
2017 | 10 | GIR50_ISW_EF_H | 234 | 512 | 0 | 0 | 1 | 0 | 0 | 0 | 0 | 0 | 0 | 40 | 54.7796 | 55.7084 | ≤5% | ≤1 m | pressure_indicators_2016_2021_all_scenarios.xlsx
2017 | 10 | GIR50_ISW_EF_H | 238 | 518 | 0 | 0 | 1 | 0 | 0 | 0 | 0 | 0 | 0 | 40 | 67.0942 | 68.1724 | ≤5% | ≤1 m | pressure_indicators_2016_2021_all_scenarios.xlsx
2017 | 10 | GIR50_ISW_EF_H | 248 | 503 | 0 | 0 | 1 | 0 | 0 | 0 | 0 | 0 | 0 | 40 | 68.3452 | 68.8612 | ≤5% | ≤1 m | pressure_indicators_2016_2021_all_scenarios.xlsx
2017 | 10 | GIR50_ISW_EF_H | 253 | 523 | 0 | 0 | 1 | 0 | 0 | 0 | 0 | 0 | 0 | 40 | 75.7739 | 76.4099 | ≤5% | ≤1 m | pressure_indicators_2016_2021_all_scenarios.xlsx
2017 | 10 | GIR50_ISW_EF_H | 266 | 510 | 0 | 0 | 1 | 0 | 0 | 0 | 0 | 0 | 0 | 40 | 78.6907 | 80.1945 | ≤5% | ≤1 m | pressure_indicators_2016_2021_all_scenarios.xlsx
2017 | 10 | GIR50_ISW_EF_H | 274 | 516 | 0 | 0 | 1 | 0 | 0 | 0 | 0 | 0 | 0 | 40 | 78.7142 | 80.4228 | ≤5% | ≤1 m | pressure_indicators_2016_2021_all_scenarios.xlsx
2017 | 10 | GIR50_ISW_EF_H | 282 | 543 | 0 | 0 | 1 | 0 | 0 | 0 | 0 | 0 | 0 | 40 | 79.8842 | 83.4547 | ≤5% | ≤1 m | pressure_indicators_2016_2021_all_scenarios.xlsx
2017 | 10 | GIR50_ISW_EF_H | 286 | 528 | 0 | 0 | 1 | 0 | 0 | 0 | 0 | 0 | 0 | 40 | 79.3557 | 81.9494 | ≤5% | ≤1 m | pressure_indicators_2016_2021_all_scenarios.xlsx
2017 | 10 | GIR50_ISW_EF_H | 290 | 539 | 0 | 0 | 1 | 0 | 0 | 0 | 0 | 0 | 0 | 40 | 84.1945 | 86.5587 | ≤5% | ≤1 m | pressure_indicators_2016_2021_all_scenarios.xlsx
2017 | 10 | GIR50_ISW_EF_H | 294 | 535 | 0 | 0 | 1 | 0 | 0 | 0 | 0 | 0 | 0 | 40 | 82.4488 | 84.261 | ≤5% | ≤1 m | pressure_indicators_2016_2021_all_scenarios.xlsx
2017 | 10 | GIR50_ISW_EF_H | 302 | 490 | 0 | 0 | 1 | 0 | 0 | 0 | 0 | 0 | 0 | 40 | 83.0919 | 84.7972 | ≤5% | ≤1 m | pressure_indicators_2016_2021_all_scenarios.xlsx
2017 | 10 | GIR50_ISW_EF_H | 306 | 531 | 0 | 0 | 1 | 0 | 0 | 0 | 0 | 0 | 0 | 40 | 62.2495 | 64.0619 | ≤5% | ≤1 m | pressure_indicators_2016_2021_all_scenarios.xlsx
2017 | 10 | GIR50_ISW_EF_H | 318 | 514 | 0 | 0 | 1 | 0 | 0 | 0 | 0 | 0 | 0 | 40 | 60.6452 | 63.3402 | ≤5% | ≤1 m | pressure_indicators_2016_2021_all_scenarios.xlsx
2017 | 10 | GIR50_ISW_EF_H | 323 | 527 | 0 | 0 | 1 | 0 | 0 | 0 | 0 | 0 | 0 | 40 | 60.4194 | 63.4559 | ≤5% | ≤1 m | pressure_indicators_2016_2021_all_scenarios.xlsx
2017 | 10 | GIR50_ISW_EF_H | 331 | 511 | 0 | 0 | 1 | 0 | 0 | 0 | 0 | 0 | 0 | 40 | 55.3221 | 61.5032 | ≤5% | ≤1 m | pressure_indicators_2016_2021_all_scenarios.xlsx
2017 | 10 | GIR50_ISW_EF_H | 333 | 515 | 0 | 0 | 1 | 0 | 0 | 0 | 0 | 0 | 0 | 40 | 59.5537 | 66.2242 | ≤5% | ≤1 m | pressure_indicators_2016_2021_all_scenarios.xlsx
2017 | 10 | GIR50_ISW_EF_H | 338 | 536 | 0 | 0 | 1 | 0 | 0 | 0 | 0 | 0 | 0 | 40 | 61.8568 | 68.2472 | ≤5% | ≤1 m | pressure_indicators_2016_2021_all_scenarios.xlsx
2017 | 10 | GIR50_ISW_EF_H | 342 | 517 | 0 | 0 | 1 | 0 | 0 | 0 | 0 | 0 | 0 | 40 | 64.8102 | 69.1551 | ≤5% | ≤1 m | pressure_indicators_2016_2021_all_scenarios.xlsx
2017 | 10 | GIR50_ISW_EF_H | 346 | 553 | 0 | 0 | 1 | 0 | 0 | 0 | 0 | 0 | 0 | 40 | 56.3697 | 58.8449 | ≤5% | ≤1 m | pressure_indicators_2016_2021_all_scenarios.xlsx
2017 | 10 | GIR50_ISW_EF_H | 350 | 535 | 281 | 0.52523 | 0.47477 | 10.7298 | 20.4287 | 22.3418 | 0.26825 | 0.51072 | 0.52279 | 40 | 17.6582 | 40.8318 | >20% | >6 m | pressure_indicators_2016_2021_all_scenarios.xlsx
2017 | 10 | GIR50_ISW_EF_H | 364 | 520 | 281 | 0.54038 | 0.45962 | 6.9622 | 12.8838 | 14.7969 | 0.17405 | 0.32209 | 0.33417 | 40 | 25.2031 | 36.409 | >20% | >6 m | pressure_indicators_2016_2021_all_scenarios.xlsx
2017 | 10 | GIR50_ISW_EF_H | 372 | 528 | 0 | 0 | 1 | 0 | 0 | 0 | 0 | 0 | 0 | 40 | 70.1129 | 71.7187 | ≤5% | ≤1 m | pressure_indicators_2016_2021_all_scenarios.xlsx
2017 | 10 | GIR50_ISW_EF_H | 381 | 516 | 0 | 0 | 1 | 0 | 0 | 0 | 0 | 0 | 0 | 40 | 62.1889 | 63.4757 | ≤5% | ≤1 m | pressure_indicators_2016_2021_all_scenarios.xlsx
2017 | 10 | GIR50_ISW_EF_H | 385 | 536 | 0 | 0 | 1 | 0 | 0 | 0 | 0 | 0 | 0 | 40 | 49.54 | 52.2378 | ≤5% | ≤1 m | pressure_indicators_2016_2021_all_scenarios.xlsx
2017 | 10 | GIR50_ISW_EF_H | 389 | 523 | 0 | 0 | 1 | 0 | 0 | 0 | 0 | 0 | 0 | 40 | 50.9191 | 52.4533 | ≤5% | ≤1 m | pressure_indicators_2016_2021_all_scenarios.xlsx
2017 | 10 | GIR50_ISW_EF_H | 393 | 515 | 0 | 0 | 1 | 0 | 0 | 0 | 0 | 0 | 0 | 40 | 50.8329 | 53.009 | ≤5% | ≤1 m | pressure_indicators_2016_2021_all_scenarios.xlsx
2017 | 10 | GIR50_ISW_EF_H | 397 | 536 | 0 | 0 | 1 | 0 | 0 | 0 | 0 | 0 | 0 | 40 | 64.6431 | 66.3905 | ≤5% | ≤1 m | pressure_indicators_2016_2021_all_scenarios.xlsx
2017 | 10 | GIR50_ISW_EF_H | 401 | 533 | 0 | 0 | 1 | 0 | 0 | 0 | 0 | 0 | 0 | 40 | 72.3339 | 74.0361 | ≤5% | ≤1 m | pressure_indicators_2016_2021_all_scenarios.xlsx
2017 | 10 | GIR50_ISW_EF_H | 405 | 515 | 0 | 0 | 1 | 0 | 0 | 0 | 0 | 0 | 0 | 40 | 62.9198 | 64.884 | ≤5% | ≤1 m | pressure_indicators_2016_2021_all_scenarios.xlsx
2017 | 10 | GIR50_ISW_EF_H | 409 | 528 | 0 | 0 | 1 | 0 | 0 | 0 | 0 | 0 | 0 | 40 | 63.8576 | 65.8764 | ≤5% | ≤1 m | pressure_indicators_2016_2021_all_scenarios.xlsx
2017 | 10 | GIR50_ISW_EF_H | 414 | 537 | 0 | 0 | 1 | 0 | 0 | 0 | 0 | 0 | 0 | 40 | 49.8643 | 52.0755 | ≤5% | ≤1 m | pressure_indicators_2016_2021_all_scenarios.xlsx
2017 | 10 | GIR50_ISW_EF_H | 419 | 513 | 0 | 0 | 1 | 0 | 0 | 0 | 0 | 0 | 0 | 40 | 58.3531 | 60.5809 | ≤5% | ≤1 m | pressure_indicators_2016_2021_all_scenarios.xlsx
2017 | 10 | GIR50_ISW_EF_H | 423 | 514 | 0 | 0 | 1 | 0 | 0 | 0 | 0 | 0 | 0 | 40 | 60.2382 | 62.5418 | ≤5% | ≤1 m | pressure_indicators_2016_2021_all_scenarios.xlsx
2017 | 10 | GIR50_ISW_EF_H | 428 | 519 | 0 | 0 | 1 | 0 | 0 | 0 | 0 | 0 | 0 | 40 | 61.8473 | 64.1255 | ≤5% | ≤1 m | pressure_indicators_2016_2021_all_scenarios.xlsx
2017 | 10 | GIR50_ISW_EF_H | 434 | 519 | 0 | 0 | 1 | 0 | 0 | 0 | 0 | 0 | 0 | 40 | 61.7646 | 64.1464 | ≤5% | ≤1 m | pressure_indicators_2016_2021_all_scenarios.xlsx
2017 | 10 | GIR50_ISW_EF_H | 438 | 526 | 0 | 0 | 1 | 0 | 0 | 0 | 0 | 0 | 0 | 40 | 60.9443 | 63.6483 | ≤5% | ≤1 m | pressure_indicators_2016_2021_all_scenarios.xlsx
2017 | 10 | GIR50_ISW_EF_H | 508 | 506 | 0 | 0 | 1 | 0 | 0 | 0 | 0 | 0 | 0 | 40 | 57.3158 | 61.6397 | ≤5% | ≤1 m | pressure_indicators_2016_2021_all_scenarios.xlsx
2017 | 10 | GIR50_ISW_EF_H | 510 | 535 | 0 | 0 | 1 | 0 | 0 | 0 | 0 | 0 | 0 | 40 | 48.4464 | 52.7443 | ≤5% | ≤1 m | pressure_indicators_2016_2021_all_scenarios.xlsx
2017 | 10 | GIR50_ISW_EF_H | 512 | 542 | 0 | 0 | 1 | 0 | 0 | 0 | 0 | 0 | 0 | 40 | 54.3992 | 58.825 | ≤5% | ≤1 m | pressure_indicators_2016_2021_all_scenarios.xlsx
2017 | 10 | GIR50_ISW_EF_H | 514 | 553 | 0 | 0 | 1 | 0 | 0 | 0 | 0 | 0 | 0 | 40 | 53.9331 | 58.4455 | ≤5% | ≤1 m | pressure_indicators_2016_2021_all_scenarios.xlsx
2017 | 10 | GIR50_ISW_EF_H | 516 | 537 | 0 | 0 | 1 | 0 | 0 | 0 | 0 | 0 | 0 | 40 | 52.2598 | 56.9528 | ≤5% | ≤1 m | pressure_indicators_2016_2021_all_scenarios.xlsx
2017 | 10 | GIR50_ISW_EF_H | 518 | 517 | 0 | 0 | 1 | 0 | 0 | 0 | 0 | 0 | 0 | 40 | 52.4179 | 57.4471 | ≤5% | ≤1 m | pressure_indicators_2016_2021_all_scenarios.xlsx
2017 | 10 | GIR50_ISW_EF_H | 520 | 520 | 0 | 0 | 1 | 0 | 0 | 0 | 0 | 0 | 0 | 40 | 50.6233 | 55.6637 | ≤5% | ≤1 m | pressure_indicators_2016_2021_all_scenarios.xlsx
2017 | 10 | GIR50_ISW_EF_H | 522 | 505 | 0 | 0 | 1 | 0 | 0 | 0 | 0 | 0 | 0 | 40 | 47.2893 | 52.444 | ≤5% | ≤1 m | pressure_indicators_2016_2021_all_scenarios.xlsx
2017 | 10 | GIR50_ISW_EF_H | 524 | 511 | 0 | 0 | 1 | 0 | 0 | 0 | 0 | 0 | 0 | 40 | 45.734 | 50.851 | ≤5% | ≤1 m | pressure_indicators_2016_2021_all_scenarios.xlsx
2017 | 10 | GIR50_ISW_EF_H | 526 | 518 | 0 | 0 | 1 | 0 | 0 | 0 | 0 | 0 | 0 | 40 | 48.0265 | 53.3061 | ≤5% | ≤1 m | pressure_indicators_2016_2021_all_scenarios.xlsx
2017 | 10 | GIR50_ISW_EF_H | 528 | 552 | 0 | 0 | 1 | 0 | 0 | 0 | 0 | 0 | 0 | 40 | 50.2554 | 55.5873 | ≤5% | ≤1 m | pressure_indicators_2016_2021_all_scenarios.xlsx
2017 | 10 | GIR50_ISW_EF_H | 530 | 495 | 0 | 0 | 1 | 0 | 0 | 0 | 0 | 0 | 0 | 40 | 51.4401 | 56.2265 | ≤5% | ≤1 m | pressure_indicators_2016_2021_all_scenarios.xlsx
2017 | 10 | GIR50_ISW_EF_H | 532 | 522 | 0 | 0 | 1 | 0 | 0 | 0 | 0 | 0 | 0 | 40 | 50.3683 | 55.1303 | ≤5% | ≤1 m | pressure_indicators_2016_2021_all_scenarios.xlsx
2017 | 10 | GIR50_ISW_EF_H | 536 | 515 | 0 | 0 | 1 | 0 | 0 | 0 | 0 | 0 | 0 | 40 | 45.1962 | 50.0555 | ≤5% | ≤1 m | pressure_indicators_2016_2021_all_scenarios.xlsx
2017 | 10 | GIR50_ISW_EF_H | 538 | 494 | 0 | 0 | 1 | 0 | 0 | 0 | 0 | 0 | 0 | 40 | 42.8432 | 47.8737 | ≤5% | ≤1 m | pressure_indicators_2016_2021_all_scenarios.xlsx
2017 | 10 | GIR50_ISW_EF_H | 540 | 530 | 0 | 0 | 1 | 0 | 0 | 0 | 0 | 0 | 0 | 40 | 44.7781 | 49.7534 | ≤5% | ≤1 m | pressure_indicators_2016_2021_all_scenarios.xlsx
2017 | 10 | GIR50_ISW_EF_H | 542 | 514 | 0 | 0 | 1 | 0 | 0 | 0 | 0 | 0 | 0 | 40 | 42.7547 | 47.776 | ≤5% | ≤1 m | pressure_indicators_2016_2021_all_scenarios.xlsx
2017 | 10 | GIR50_ISW_EF_H | 544 | 507 | 0 | 0 | 1 | 0 | 0 | 0 | 0 | 0 | 0 | 40 | 51.5764 | 56.8184 | ≤5% | ≤1 m | pressure_indicators_2016_2021_all_scenarios.xlsx
2017 | 10 | GIR50_ISW_EF_H | 546 | 510 | 0 | 0 | 1 | 0 | 0 | 0 | 0 | 0 | 0 | 40 | 52.6408 | 57.6821 | ≤5% | ≤1 m | pressure_indicators_2016_2021_all_scenarios.xlsx
2017 | 10 | GIR50_ISW_EF_H | 550 | 534 | 0 | 0 | 1 | 0 | 0 | 0 | 0 | 0 | 0 | 40 | 63.9511 | 69.2215 | ≤5% | ≤1 m | pressure_indicators_2016_2021_all_scenarios.xlsx
2017 | 10 | GIR50_ISW_EF_H | 552 | 504 | 0 | 0 | 1 | 0 | 0 | 0 | 0 | 0 | 0 | 40 | 52.0673 | 57.2207 | ≤5% | ≤1 m | pressure_indicators_2016_2021_all_scenarios.xlsx
2017 | 10 | GIR50_ISW_EF_H | 554 | 538 | 0 | 0 | 1 | 0 | 0 | 0 | 0 | 0 | 0 | 40 | 43.1659 | 48.2843 | ≤5% | ≤1 m | pressure_indicators_2016_2021_all_scenarios.xlsx
2017 | 10 | GIR50_ISW_EF_H | 556 | 535 | 0 | 0 | 1 | 0 | 0 | 0 | 0 | 0 | 0 | 40 | 41.0336 | 45.9963 | ≤5% | ≤1 m | pressure_indicators_2016_2021_all_scenarios.xlsx
2017 | 10 | GIR50_ISW_EF_H | 558 | 494 | 426 | 0.86235 | 0.13765 | 2.019 | 2.3413 | 6.9596 | 0.050476 | 0.058533 | 0.092832 | 40 | 33.0404 | 38.063 | >20% | 1–3 m | pressure_indicators_2016_2021_all_scenarios.xlsx
2017 | 10 | GIR50_ISW_EF_H | 562 | 515 | 0 | 0 | 1 | 0 | 0 | 0 | 0 | 0 | 0 | 40 | 45.4087 | 50.2777 | ≤5% | ≤1 m | pressure_indicators_2016_2021_all_scenarios.xlsx
2017 | 10 | GIR50_ISW_EF_H | 571 | 521 | 0 | 0 | 1 | 0 | 0 | 0 | 0 | 0 | 0 | 40 | 77.4545 | 78.9771 | ≤5% | ≤1 m | pressure_indicators_2016_2021_all_scenarios.xlsx
2017 | 10 | GIR50_ISW_EF_H | 597 | 523 | 0 | 0 | 1 | 0 | 0 | 0 | 0 | 0 | 0 | 40 | 72.4752 | 74.317 | ≤5% | ≤1 m | pressure_indicators_2016_2021_all_scenarios.xlsx
2017 | 10 | GIR50_ISW_EF_H | 599 | 495 | 0 | 0 | 1 | 0 | 0 | 0 | 0 | 0 | 0 | 40 | 72.8658 | 74.6252 | ≤5% | ≤1 m | pressure_indicators_2016_2021_all_scenarios.xlsx
2017 | 10 | GIR50_ISW_EF_H | 603 | 544 | 0 | 0 | 1 | 0 | 0 | 0 | 0 | 0 | 0 | 40 | 46.9597 | 52.0227 | ≤5% | ≤1 m | pressure_indicators_2016_2021_all_scenarios.xlsx
2017 | 10 | GIR50_ISW_EF_H | 607 | 525 | 0 | 0 | 1 | 0 | 0 | 0 | 0 | 0 | 0 | 40 | 59.9872 | 63.9266 | ≤5% | ≤1 m | pressure_indicators_2016_2021_all_scenarios.xlsx
2017 | 20 | GIR50_ISW_EF_L | 135 | 511 | 0 | 0 | 1 | 0 | 0 | 0 | 0 | 0 | 0 | 40 | 73.5825 | 73.7261 | ≤5% | ≤1 m | pressure_indicators_2016_2021_all_scenarios.xlsx
2017 | 20 | GIR50_ISW_EF_L | 139 | 510 | 0 | 0 | 1 | 0 | 0 | 0 | 0 | 0 | 0 | 40 | 68.737 | 68.9488 | ≤5% | ≤1 m | pressure_indicators_2016_2021_all_scenarios.xlsx
2017 | 20 | GIR50_ISW_EF_L | 165 | 523 | 0 | 0 | 1 | 0 | 0 | 0 | 0 | 0 | 0 | 40 | 81.2458 | 84.9176 | ≤5% | ≤1 m | pressure_indicators_2016_2021_all_scenarios.xlsx
2017 | 20 | GIR50_ISW_EF_L | 169 | 545 | 0 | 0 | 1 | 0 | 0 | 0 | 0 | 0 | 0 | 40 | 81.4424 | 85.1962 | ≤5% | ≤1 m | pressure_indicators_2016_2021_all_scenarios.xlsx
2017 | 20 | GIR50_ISW_EF_L | 173 | 526 | 0 | 0 | 1 | 0 | 0 | 0 | 0 | 0 | 0 | 40 | 78.4382 | 82.4095 | ≤5% | ≤1 m | pressure_indicators_2016_2021_all_scenarios.xlsx
2017 | 20 | GIR50_ISW_EF_L | 181 | 525 | 0 | 0 | 1 | 0 | 0 | 0 | 0 | 0 | 0 | 40 | 76.7976 | 80.4289 | ≤5% | ≤1 m | pressure_indicators_2016_2021_all_scenarios.xlsx
2017 | 20 | GIR50_ISW_EF_L | 189 | 510 | 0 | 0 | 1 | 0 | 0 | 0 | 0 | 0 | 0 | 40 | 70.6708 | 73.6554 | ≤5% | ≤1 m | pressure_indicators_2016_2021_all_scenarios.xlsx
2017 | 20 | GIR50_ISW_EF_L | 193 | 545 | 0 | 0 | 1 | 0 | 0 | 0 | 0 | 0 | 0 | 40 | 65.4293 | 70.1976 | ≤5% | ≤1 m | pressure_indicators_2016_2021_all_scenarios.xlsx
2017 | 20 | GIR50_ISW_EF_L | 211 | 545 | 0 | 0 | 1 | 0 | 0 | 0 | 0 | 0 | 0 | 40 | 52.4559 | 56.9567 | ≤5% | ≤1 m | pressure_indicators_2016_2021_all_scenarios.xlsx
2017 | 20 | GIR50_ISW_EF_L | 220 | 488 | 0 | 0 | 1 | 0 | 0 | 0 | 0 | 0 | 0 | 40 | 60.1012 | 64.4227 | ≤5% | ≤1 m | pressure_indicators_2016_2021_all_scenarios.xlsx
2017 | 20 | GIR50_ISW_EF_L | 224 | 512 | 0 | 0 | 1 | 0 | 0 | 0 | 0 | 0 | 0 | 40 | 63.6402 | 66.7728 | ≤5% | ≤1 m | pressure_indicators_2016_2021_all_scenarios.xlsx
2017 | 20 | GIR50_ISW_EF_L | 228 | 514 | 0 | 0 | 1 | 0 | 0 | 0 | 0 | 0 | 0 | 40 | 68.124 | 71.0044 | ≤5% | ≤1 m | pressure_indicators_2016_2021_all_scenarios.xlsx
2017 | 20 | GIR50_ISW_EF_L | 232 | 525 | 0 | 0 | 1 | 0 | 0 | 0 | 0 | 0 | 0 | 40 | 82.4803 | 83.1947 | ≤5% | ≤1 m | pressure_indicators_2016_2021_all_scenarios.xlsx
2017 | 20 | GIR50_ISW_EF_L | 234 | 519 | 0 | 0 | 1 | 0 | 0 | 0 | 0 | 0 | 0 | 40 | 54.7805 | 55.713 | ≤5% | ≤1 m | pressure_indicators_2016_2021_all_scenarios.xlsx
2017 | 20 | GIR50_ISW_EF_L | 238 | 515 | 0 | 0 | 1 | 0 | 0 | 0 | 0 | 0 | 0 | 40 | 67.095 | 68.181 | ≤5% | ≤1 m | pressure_indicators_2016_2021_all_scenarios.xlsx
2017 | 20 | GIR50_ISW_EF_L | 248 | 504 | 0 | 0 | 1 | 0 | 0 | 0 | 0 | 0 | 0 | 40 | 68.3468 | 68.8537 | ≤5% | ≤1 m | pressure_indicators_2016_2021_all_scenarios.xlsx
2017 | 20 | GIR50_ISW_EF_L | 253 | 550 | 0 | 0 | 1 | 0 | 0 | 0 | 0 | 0 | 0 | 40 | 75.8986 | 76.4019 | ≤5% | ≤1 m | pressure_indicators_2016_2021_all_scenarios.xlsx
2017 | 20 | GIR50_ISW_EF_L | 266 | 514 | 0 | 0 | 1 | 0 | 0 | 0 | 0 | 0 | 0 | 40 | 78.5401 | 80.1527 | ≤5% | ≤1 m | pressure_indicators_2016_2021_all_scenarios.xlsx
2017 | 20 | GIR50_ISW_EF_L | 274 | 510 | 0 | 0 | 1 | 0 | 0 | 0 | 0 | 0 | 0 | 40 | 78.4154 | 80.3675 | ≤5% | ≤1 m | pressure_indicators_2016_2021_all_scenarios.xlsx
2017 | 20 | GIR50_ISW_EF_L | 282 | 513 | 0 | 0 | 1 | 0 | 0 | 0 | 0 | 0 | 0 | 40 | 79.395 | 83.4755 | ≤5% | ≤1 m | pressure_indicators_2016_2021_all_scenarios.xlsx
2017 | 20 | GIR50_ISW_EF_L | 286 | 528 | 0 | 0 | 1 | 0 | 0 | 0 | 0 | 0 | 0 | 40 | 78.8665 | 82.0247 | ≤5% | ≤1 m | pressure_indicators_2016_2021_all_scenarios.xlsx
2017 | 20 | GIR50_ISW_EF_L | 290 | 504 | 0 | 0 | 1 | 0 | 0 | 0 | 0 | 0 | 0 | 40 | 83.7053 | 86.5168 | ≤5% | ≤1 m | pressure_indicators_2016_2021_all_scenarios.xlsx
2017 | 20 | GIR50_ISW_EF_L | 294 | 526 | 0 | 0 | 1 | 0 | 0 | 0 | 0 | 0 | 0 | 40 | 81.9596 | 84.2087 | ≤5% | ≤1 m | pressure_indicators_2016_2021_all_scenarios.xlsx
2017 | 20 | GIR50_ISW_EF_L | 302 | 527 | 0 | 0 | 1 | 0 | 0 | 0 | 0 | 0 | 0 | 40 | 82.7931 | 84.8142 | ≤5% | ≤1 m | pressure_indicators_2016_2021_all_scenarios.xlsx
2017 | 20 | GIR50_ISW_EF_L | 306 | 500 | 0 | 0 | 1 | 0 | 0 | 0 | 0 | 0 | 0 | 40 | 61.9507 | 64.0222 | ≤5% | ≤1 m | pressure_indicators_2016_2021_all_scenarios.xlsx
2017 | 20 | GIR50_ISW_EF_L | 318 | 542 | 0 | 0 | 1 | 0 | 0 | 0 | 0 | 0 | 0 | 40 | 60.2732 | 63.3447 | ≤5% | ≤1 m | pressure_indicators_2016_2021_all_scenarios.xlsx
2017 | 20 | GIR50_ISW_EF_L | 323 | 502 | 0 | 0 | 1 | 0 | 0 | 0 | 0 | 0 | 0 | 40 | 60.0475 | 63.3944 | ≤5% | ≤1 m | pressure_indicators_2016_2021_all_scenarios.xlsx
2017 | 20 | GIR50_ISW_EF_L | 331 | 523 | 0 | 0 | 1 | 0 | 0 | 0 | 0 | 0 | 0 | 40 | 54.8353 | 61.4655 | ≤5% | ≤1 m | pressure_indicators_2016_2021_all_scenarios.xlsx
2017 | 20 | GIR50_ISW_EF_L | 333 | 518 | 0 | 0 | 1 | 0 | 0 | 0 | 0 | 0 | 0 | 40 | 59.0669 | 66.1129 | ≤5% | ≤1 m | pressure_indicators_2016_2021_all_scenarios.xlsx
2017 | 20 | GIR50_ISW_EF_L | 338 | 507 | 0 | 0 | 1 | 0 | 0 | 0 | 0 | 0 | 0 | 40 | 61.3699 | 67.9132 | ≤5% | ≤1 m | pressure_indicators_2016_2021_all_scenarios.xlsx
2017 | 20 | GIR50_ISW_EF_L | 342 | 547 | 0 | 0 | 1 | 0 | 0 | 0 | 0 | 0 | 0 | 40 | 64.3233 | 69.0777 | ≤5% | ≤1 m | pressure_indicators_2016_2021_all_scenarios.xlsx
2017 | 20 | GIR50_ISW_EF_L | 346 | 553 | 0 | 0 | 1 | 0 | 0 | 0 | 0 | 0 | 0 | 40 | 55.946 | 58.8095 | ≤5% | ≤1 m | pressure_indicators_2016_2021_all_scenarios.xlsx
2017 | 20 | GIR50_ISW_EF_L | 350 | 536 | 306 | 0.5709 | 0.4291 | 11.7042 | 20.5014 | 22.5387 | 0.2926 | 0.51254 | 0.52389 | 40 | 17.4613 | 38.709 | >20% | >6 m | pressure_indicators_2016_2021_all_scenarios.xlsx
2017 | 20 | GIR50_ISW_EF_L | 364 | 554 | 306 | 0.55235 | 0.44765 | 7.1565 | 12.9565 | 14.9938 | 0.17891 | 0.32391 | 0.33526 | 40 | 25.0062 | 36.1206 | >20% | >6 m | pressure_indicators_2016_2021_all_scenarios.xlsx
2017 | 20 | GIR50_ISW_EF_L | 372 | 540 | 0 | 0 | 1 | 0 | 0 | 0 | 0 | 0 | 0 | 40 | 70.1719 | 71.6534 | ≤5% | ≤1 m | pressure_indicators_2016_2021_all_scenarios.xlsx
2017 | 20 | GIR50_ISW_EF_L | 381 | 505 | 0 | 0 | 1 | 0 | 0 | 0 | 0 | 0 | 0 | 40 | 62.084 | 63.4392 | ≤5% | ≤1 m | pressure_indicators_2016_2021_all_scenarios.xlsx
2017 | 20 | GIR50_ISW_EF_L | 385 | 530 | 0 | 0 | 1 | 0 | 0 | 0 | 0 | 0 | 0 | 40 | 49.3605 | 52.1609 | ≤5% | ≤1 m | pressure_indicators_2016_2021_all_scenarios.xlsx
2017 | 20 | GIR50_ISW_EF_L | 389 | 533 | 0 | 0 | 1 | 0 | 0 | 0 | 0 | 0 | 0 | 40 | 50.7396 | 52.4115 | ≤5% | ≤1 m | pressure_indicators_2016_2021_all_scenarios.xlsx
2017 | 20 | GIR50_ISW_EF_L | 393 | 522 | 0 | 0 | 1 | 0 | 0 | 0 | 0 | 0 | 0 | 40 | 50.9881 | 52.9388 | ≤5% | ≤1 m | pressure_indicators_2016_2021_all_scenarios.xlsx
2017 | 20 | GIR50_ISW_EF_L | 397 | 522 | 0 | 0 | 1 | 0 | 0 | 0 | 0 | 0 | 0 | 40 | 64.7825 | 66.3418 | ≤5% | ≤1 m | pressure_indicators_2016_2021_all_scenarios.xlsx
2017 | 20 | GIR50_ISW_EF_L | 401 | 524 | 0 | 0 | 1 | 0 | 0 | 0 | 0 | 0 | 0 | 40 | 72.3445 | 73.9779 | ≤5% | ≤1 m | pressure_indicators_2016_2021_all_scenarios.xlsx
2017 | 20 | GIR50_ISW_EF_L | 405 | 540 | 0 | 0 | 1 | 0 | 0 | 0 | 0 | 0 | 0 | 40 | 62.8496 | 64.83 | ≤5% | ≤1 m | pressure_indicators_2016_2021_all_scenarios.xlsx
2017 | 20 | GIR50_ISW_EF_L | 409 | 524 | 0 | 0 | 1 | 0 | 0 | 0 | 0 | 0 | 0 | 40 | 64.0322 | 65.8567 | ≤5% | ≤1 m | pressure_indicators_2016_2021_all_scenarios.xlsx
2017 | 20 | GIR50_ISW_EF_L | 414 | 534 | 0 | 0 | 1 | 0 | 0 | 0 | 0 | 0 | 0 | 40 | 49.6573 | 52.0447 | ≤5% | ≤1 m | pressure_indicators_2016_2021_all_scenarios.xlsx
2017 | 20 | GIR50_ISW_EF_L | 419 | 526 | 0 | 0 | 1 | 0 | 0 | 0 | 0 | 0 | 0 | 40 | 58.465 | 60.5236 | ≤5% | ≤1 m | pressure_indicators_2016_2021_all_scenarios.xlsx
2017 | 20 | GIR50_ISW_EF_L | 423 | 507 | 0 | 0 | 1 | 0 | 0 | 0 | 0 | 0 | 0 | 40 | 59.8917 | 62.4673 | ≤5% | ≤1 m | pressure_indicators_2016_2021_all_scenarios.xlsx
2017 | 20 | GIR50_ISW_EF_L | 428 | 526 | 0 | 0 | 1 | 0 | 0 | 0 | 0 | 0 | 0 | 40 | 61.3505 | 64.0499 | ≤5% | ≤1 m | pressure_indicators_2016_2021_all_scenarios.xlsx
2017 | 20 | GIR50_ISW_EF_L | 434 | 524 | 0 | 0 | 1 | 0 | 0 | 0 | 0 | 0 | 0 | 40 | 61.3419 | 64.1193 | ≤5% | ≤1 m | pressure_indicators_2016_2021_all_scenarios.xlsx
2017 | 20 | GIR50_ISW_EF_L | 438 | 527 | 0 | 0 | 1 | 0 | 0 | 0 | 0 | 0 | 0 | 40 | 60.5206 | 63.6587 | ≤5% | ≤1 m | pressure_indicators_2016_2021_all_scenarios.xlsx
2017 | 20 | GIR50_ISW_EF_L | 508 | 515 | 0 | 0 | 1 | 0 | 0 | 0 | 0 | 0 | 0 | 40 | 56.041 | 61.5584 | ≤5% | ≤1 m | pressure_indicators_2016_2021_all_scenarios.xlsx
2017 | 20 | GIR50_ISW_EF_L | 510 | 562 | 0 | 0 | 1 | 0 | 0 | 0 | 0 | 0 | 0 | 40 | 47.1734 | 52.6874 | ≤5% | ≤1 m | pressure_indicators_2016_2021_all_scenarios.xlsx
2017 | 20 | GIR50_ISW_EF_L | 512 | 529 | 0 | 0 | 1 | 0 | 0 | 0 | 0 | 0 | 0 | 40 | 53.1284 | 58.8318 | ≤5% | ≤1 m | pressure_indicators_2016_2021_all_scenarios.xlsx
2017 | 20 | GIR50_ISW_EF_L | 514 | 520 | 0 | 0 | 1 | 0 | 0 | 0 | 0 | 0 | 0 | 40 | 52.6869 | 58.4238 | ≤5% | ≤1 m | pressure_indicators_2016_2021_all_scenarios.xlsx
2017 | 20 | GIR50_ISW_EF_L | 516 | 513 | 0 | 0 | 1 | 0 | 0 | 0 | 0 | 0 | 0 | 40 | 51.6191 | 56.7927 | ≤5% | ≤1 m | pressure_indicators_2016_2021_all_scenarios.xlsx
2017 | 20 | GIR50_ISW_EF_L | 518 | 527 | 0 | 0 | 1 | 0 | 0 | 0 | 0 | 0 | 0 | 40 | 51.9662 | 57.2379 | ≤5% | ≤1 m | pressure_indicators_2016_2021_all_scenarios.xlsx
2017 | 20 | GIR50_ISW_EF_L | 520 | 504 | 0 | 0 | 1 | 0 | 0 | 0 | 0 | 0 | 0 | 40 | 50.6611 | 55.5865 | ≤5% | ≤1 m | pressure_indicators_2016_2021_all_scenarios.xlsx
2017 | 20 | GIR50_ISW_EF_L | 522 | 529 | 0 | 0 | 1 | 0 | 0 | 0 | 0 | 0 | 0 | 40 | 46.4277 | 52.2969 | ≤5% | ≤1 m | pressure_indicators_2016_2021_all_scenarios.xlsx
2017 | 20 | GIR50_ISW_EF_L | 524 | 485 | 0 | 0 | 1 | 0 | 0 | 0 | 0 | 0 | 0 | 40 | 44.8723 | 50.6688 | ≤5% | ≤1 m | pressure_indicators_2016_2021_all_scenarios.xlsx
2017 | 20 | GIR50_ISW_EF_L | 526 | 518 | 0 | 0 | 1 | 0 | 0 | 0 | 0 | 0 | 0 | 40 | 47.183 | 53.1596 | ≤5% | ≤1 m | pressure_indicators_2016_2021_all_scenarios.xlsx
2017 | 20 | GIR50_ISW_EF_L | 528 | 558 | 0 | 0 | 1 | 0 | 0 | 0 | 0 | 0 | 0 | 40 | 49.8556 | 55.3787 | ≤5% | ≤1 m | pressure_indicators_2016_2021_all_scenarios.xlsx
2017 | 20 | GIR50_ISW_EF_L | 530 | 547 | 0 | 0 | 1 | 0 | 0 | 0 | 0 | 0 | 0 | 40 | 50.6509 | 56.1899 | ≤5% | ≤1 m | pressure_indicators_2016_2021_all_scenarios.xlsx
2017 | 20 | GIR50_ISW_EF_L | 532 | 528 | 0 | 0 | 1 | 0 | 0 | 0 | 0 | 0 | 0 | 40 | 49.3481 | 55.1324 | ≤5% | ≤1 m | pressure_indicators_2016_2021_all_scenarios.xlsx
2017 | 20 | GIR50_ISW_EF_L | 536 | 498 | 0 | 0 | 1 | 0 | 0 | 0 | 0 | 0 | 0 | 40 | 45.4027 | 50.1753 | ≤5% | ≤1 m | pressure_indicators_2016_2021_all_scenarios.xlsx
2017 | 20 | GIR50_ISW_EF_L | 538 | 505 | 0 | 0 | 1 | 0 | 0 | 0 | 0 | 0 | 0 | 40 | 41.9352 | 47.7176 | ≤5% | ≤1 m | pressure_indicators_2016_2021_all_scenarios.xlsx
2017 | 20 | GIR50_ISW_EF_L | 540 | 534 | 0 | 0 | 1 | 0 | 0 | 0 | 0 | 0 | 0 | 40 | 44.7927 | 49.6067 | ≤5% | ≤1 m | pressure_indicators_2016_2021_all_scenarios.xlsx
2017 | 20 | GIR50_ISW_EF_L | 542 | 519 | 0 | 0 | 1 | 0 | 0 | 0 | 0 | 0 | 0 | 40 | 42.8046 | 47.7032 | ≤5% | ≤1 m | pressure_indicators_2016_2021_all_scenarios.xlsx
2017 | 20 | GIR50_ISW_EF_L | 544 | 512 | 0 | 0 | 1 | 0 | 0 | 0 | 0 | 0 | 0 | 40 | 51.2887 | 56.8372 | ≤5% | ≤1 m | pressure_indicators_2016_2021_all_scenarios.xlsx
2017 | 20 | GIR50_ISW_EF_L | 546 | 489 | 0 | 0 | 1 | 0 | 0 | 0 | 0 | 0 | 0 | 40 | 52.0645 | 57.4983 | ≤5% | ≤1 m | pressure_indicators_2016_2021_all_scenarios.xlsx
2017 | 20 | GIR50_ISW_EF_L | 550 | 527 | 0 | 0 | 1 | 0 | 0 | 0 | 0 | 0 | 0 | 40 | 63.0217 | 69.1265 | ≤5% | ≤1 m | pressure_indicators_2016_2021_all_scenarios.xlsx
2017 | 20 | GIR50_ISW_EF_L | 552 | 537 | 0 | 0 | 1 | 0 | 0 | 0 | 0 | 0 | 0 | 40 | 51.1378 | 57.1483 | ≤5% | ≤1 m | pressure_indicators_2016_2021_all_scenarios.xlsx
2017 | 20 | GIR50_ISW_EF_L | 554 | 519 | 0 | 0 | 1 | 0 | 0 | 0 | 0 | 0 | 0 | 40 | 42.2364 | 48.1027 | ≤5% | ≤1 m | pressure_indicators_2016_2021_all_scenarios.xlsx
2017 | 20 | GIR50_ISW_EF_L | 556 | 469 | 0 | 0 | 1 | 0 | 0 | 0 | 0 | 0 | 0 | 40 | 40.1041 | 45.9258 | ≤5% | ≤1 m | pressure_indicators_2016_2021_all_scenarios.xlsx
2017 | 20 | GIR50_ISW_EF_L | 558 | 524 | 474 | 0.90458 | 0.09542 | 2.0635 | 2.2812 | 7.2193 | 0.051588 | 0.05703 | 0.087356 | 40 | 32.7807 | 37.9945 | >20% | 1–3 m | pressure_indicators_2016_2021_all_scenarios.xlsx
2017 | 20 | GIR50_ISW_EF_L | 562 | 542 | 0 | 0 | 1 | 0 | 0 | 0 | 0 | 0 | 0 | 40 | 44.5049 | 50.1241 | ≤5% | ≤1 m | pressure_indicators_2016_2021_all_scenarios.xlsx
2017 | 20 | GIR50_ISW_EF_L | 571 | 544 | 0 | 0 | 1 | 0 | 0 | 0 | 0 | 0 | 0 | 40 | 77.6229 | 78.9379 | ≤5% | ≤1 m | pressure_indicators_2016_2021_all_scenarios.xlsx
2017 | 20 | GIR50_ISW_EF_L | 597 | 520 | 0 | 0 | 1 | 0 | 0 | 0 | 0 | 0 | 0 | 40 | 72.4581 | 74.2255 | ≤5% | ≤1 m | pressure_indicators_2016_2021_all_scenarios.xlsx
2017 | 20 | GIR50_ISW_EF_L | 599 | 546 | 0 | 0 | 1 | 0 | 0 | 0 | 0 | 0 | 0 | 40 | 72.8486 | 74.6251 | ≤5% | ≤1 m | pressure_indicators_2016_2021_all_scenarios.xlsx
2017 | 20 | GIR50_ISW_EF_L | 603 | 511 | 0 | 0 | 1 | 0 | 0 | 0 | 0 | 0 | 0 | 40 | 46.6152 | 51.8438 | ≤5% | ≤1 m | pressure_indicators_2016_2021_all_scenarios.xlsx
2017 | 20 | GIR50_ISW_EF_L | 607 | 514 | 0 | 0 | 1 | 0 | 0 | 0 | 0 | 0 | 0 | 40 | 58.7124 | 63.7516 | ≤5% | ≤1 m | pressure_indicators_2016_2021_all_scenarios.xlsx
2017 | 30 | GIR90_ISW_EF_H | 135 | 497 | 0 | 0 | 1 | 0 | 0 | 0 | 0 | 0 | 0 | 40 | 73.607 | 73.727 | ≤5% | ≤1 m | pressure_indicators_2016_2021_all_scenarios.xlsx
2017 | 30 | GIR90_ISW_EF_H | 139 | 514 | 0 | 0 | 1 | 0 | 0 | 0 | 0 | 0 | 0 | 40 | 68.7389 | 68.9546 | ≤5% | ≤1 m | pressure_indicators_2016_2021_all_scenarios.xlsx
2017 | 30 | GIR90_ISW_EF_H | 165 | 514 | 0 | 0 | 1 | 0 | 0 | 0 | 0 | 0 | 0 | 40 | 82.2801 | 84.9362 | ≤5% | ≤1 m | pressure_indicators_2016_2021_all_scenarios.xlsx
2017 | 30 | GIR90_ISW_EF_H | 169 | 548 | 0 | 0 | 1 | 0 | 0 | 0 | 0 | 0 | 0 | 40 | 82.17 | 85.2481 | ≤5% | ≤1 m | pressure_indicators_2016_2021_all_scenarios.xlsx
2017 | 30 | GIR90_ISW_EF_H | 173 | 515 | 0 | 0 | 1 | 0 | 0 | 0 | 0 | 0 | 0 | 40 | 79.3097 | 82.4746 | ≤5% | ≤1 m | pressure_indicators_2016_2021_all_scenarios.xlsx
2017 | 30 | GIR90_ISW_EF_H | 181 | 516 | 0 | 0 | 1 | 0 | 0 | 0 | 0 | 0 | 0 | 40 | 77.6448 | 80.4125 | ≤5% | ≤1 m | pressure_indicators_2016_2021_all_scenarios.xlsx
2017 | 30 | GIR90_ISW_EF_H | 189 | 506 | 0 | 0 | 1 | 0 | 0 | 0 | 0 | 0 | 0 | 40 | 70.8206 | 73.6219 | ≤5% | ≤1 m | pressure_indicators_2016_2021_all_scenarios.xlsx
2017 | 30 | GIR90_ISW_EF_H | 193 | 555 | 0 | 0 | 1 | 0 | 0 | 0 | 0 | 0 | 0 | 40 | 66.4271 | 70.4055 | ≤5% | ≤1 m | pressure_indicators_2016_2021_all_scenarios.xlsx
2017 | 30 | GIR90_ISW_EF_H | 211 | 502 | 0 | 0 | 1 | 0 | 0 | 0 | 0 | 0 | 0 | 40 | 52.4473 | 56.8565 | ≤5% | ≤1 m | pressure_indicators_2016_2021_all_scenarios.xlsx
2017 | 30 | GIR90_ISW_EF_H | 220 | 523 | 0 | 0 | 1 | 0 | 0 | 0 | 0 | 0 | 0 | 40 | 60.0927 | 64.7761 | ≤5% | ≤1 m | pressure_indicators_2016_2021_all_scenarios.xlsx
2017 | 30 | GIR90_ISW_EF_H | 224 | 526 | 0 | 0 | 1 | 0 | 0 | 0 | 0 | 0 | 0 | 40 | 63.6316 | 66.7522 | ≤5% | ≤1 m | pressure_indicators_2016_2021_all_scenarios.xlsx
2017 | 30 | GIR90_ISW_EF_H | 228 | 541 | 0 | 0 | 1 | 0 | 0 | 0 | 0 | 0 | 0 | 40 | 68.1155 | 71.0829 | ≤5% | ≤1 m | pressure_indicators_2016_2021_all_scenarios.xlsx
2017 | 30 | GIR90_ISW_EF_H | 232 | 519 | 0 | 0 | 1 | 0 | 0 | 0 | 0 | 0 | 0 | 40 | 82.4717 | 83.2059 | ≤5% | ≤1 m | pressure_indicators_2016_2021_all_scenarios.xlsx
2017 | 30 | GIR90_ISW_EF_H | 234 | 543 | 0 | 0 | 1 | 0 | 0 | 0 | 0 | 0 | 0 | 40 | 54.7719 | 55.6773 | ≤5% | ≤1 m | pressure_indicators_2016_2021_all_scenarios.xlsx
2017 | 30 | GIR90_ISW_EF_H | 238 | 534 | 0 | 0 | 1 | 0 | 0 | 0 | 0 | 0 | 0 | 40 | 67.0865 | 68.1204 | ≤5% | ≤1 m | pressure_indicators_2016_2021_all_scenarios.xlsx
2017 | 30 | GIR90_ISW_EF_H | 248 | 519 | 0 | 0 | 1 | 0 | 0 | 0 | 0 | 0 | 0 | 40 | 68.5339 | 68.859 | ≤5% | ≤1 m | pressure_indicators_2016_2021_all_scenarios.xlsx
2017 | 30 | GIR90_ISW_EF_H | 253 | 532 | 0 | 0 | 1 | 0 | 0 | 0 | 0 | 0 | 0 | 40 | 75.9504 | 76.41 | ≤5% | ≤1 m | pressure_indicators_2016_2021_all_scenarios.xlsx
2017 | 30 | GIR90_ISW_EF_H | 266 | 514 | 0 | 0 | 1 | 0 | 0 | 0 | 0 | 0 | 0 | 40 | 79.153 | 80.1962 | ≤5% | ≤1 m | pressure_indicators_2016_2021_all_scenarios.xlsx
2017 | 30 | GIR90_ISW_EF_H | 274 | 509 | 0 | 0 | 1 | 0 | 0 | 0 | 0 | 0 | 0 | 40 | 79.0283 | 80.4031 | ≤5% | ≤1 m | pressure_indicators_2016_2021_all_scenarios.xlsx
2017 | 30 | GIR90_ISW_EF_H | 282 | 524 | 0 | 0 | 1 | 0 | 0 | 0 | 0 | 0 | 0 | 40 | 80.0079 | 83.3959 | ≤5% | ≤1 m | pressure_indicators_2016_2021_all_scenarios.xlsx
2017 | 30 | GIR90_ISW_EF_H | 286 | 532 | 0 | 0 | 1 | 0 | 0 | 0 | 0 | 0 | 0 | 40 | 79.4794 | 82.0162 | ≤5% | ≤1 m | pressure_indicators_2016_2021_all_scenarios.xlsx
2017 | 30 | GIR90_ISW_EF_H | 290 | 490 | 0 | 0 | 1 | 0 | 0 | 0 | 0 | 0 | 0 | 40 | 84.3182 | 86.5388 | ≤5% | ≤1 m | pressure_indicators_2016_2021_all_scenarios.xlsx
2017 | 30 | GIR90_ISW_EF_H | 294 | 531 | 0 | 0 | 1 | 0 | 0 | 0 | 0 | 0 | 0 | 40 | 82.5725 | 84.249 | ≤5% | ≤1 m | pressure_indicators_2016_2021_all_scenarios.xlsx
2017 | 30 | GIR90_ISW_EF_H | 302 | 521 | 0 | 0 | 1 | 0 | 0 | 0 | 0 | 0 | 0 | 40 | 83.406 | 84.8193 | ≤5% | ≤1 m | pressure_indicators_2016_2021_all_scenarios.xlsx
2017 | 30 | GIR90_ISW_EF_H | 306 | 519 | 0 | 0 | 1 | 0 | 0 | 0 | 0 | 0 | 0 | 40 | 62.5636 | 64.068 | ≤5% | ≤1 m | pressure_indicators_2016_2021_all_scenarios.xlsx
2017 | 30 | GIR90_ISW_EF_H | 318 | 527 | 0 | 0 | 1 | 0 | 0 | 0 | 0 | 0 | 0 | 40 | 60.955 | 63.387 | ≤5% | ≤1 m | pressure_indicators_2016_2021_all_scenarios.xlsx
2017 | 30 | GIR90_ISW_EF_H | 323 | 516 | 0 | 0 | 1 | 0 | 0 | 0 | 0 | 0 | 0 | 40 | 60.7298 | 63.4421 | ≤5% | ≤1 m | pressure_indicators_2016_2021_all_scenarios.xlsx
2017 | 30 | GIR90_ISW_EF_H | 331 | 499 | 0 | 0 | 1 | 0 | 0 | 0 | 0 | 0 | 0 | 40 | 55.833 | 61.6772 | ≤5% | ≤1 m | pressure_indicators_2016_2021_all_scenarios.xlsx
2017 | 30 | GIR90_ISW_EF_H | 333 | 504 | 0 | 0 | 1 | 0 | 0 | 0 | 0 | 0 | 0 | 40 | 60.0647 | 66.4321 | ≤5% | ≤1 m | pressure_indicators_2016_2021_all_scenarios.xlsx
2017 | 30 | GIR90_ISW_EF_H | 338 | 476 | 0 | 0 | 1 | 0 | 0 | 0 | 0 | 0 | 0 | 40 | 62.3677 | 68.1381 | ≤5% | ≤1 m | pressure_indicators_2016_2021_all_scenarios.xlsx
2017 | 30 | GIR90_ISW_EF_H | 342 | 535 | 0 | 0 | 1 | 0 | 0 | 0 | 0 | 0 | 0 | 40 | 65.3211 | 69.2308 | ≤5% | ≤1 m | pressure_indicators_2016_2021_all_scenarios.xlsx
2017 | 30 | GIR90_ISW_EF_H | 346 | 539 | 0 | 0 | 1 | 0 | 0 | 0 | 0 | 0 | 0 | 40 | 56.535 | 58.8328 | ≤5% | ≤1 m | pressure_indicators_2016_2021_all_scenarios.xlsx
2017 | 30 | GIR90_ISW_EF_H | 350 | 541 | 282 | 0.52126 | 0.47874 | 10.6518 | 20.4349 | 21.7742 | 0.2663 | 0.51087 | 0.52563 | 40 | 18.2258 | 41.0252 | >20% | >6 m | pressure_indicators_2016_2021_all_scenarios.xlsx
2017 | 30 | GIR90_ISW_EF_H | 364 | 539 | 282 | 0.52319 | 0.47681 | 6.7439 | 12.8899 | 14.2292 | 0.1686 | 0.32225 | 0.337 | 40 | 25.7708 | 36.7372 | >20% | >6 m | pressure_indicators_2016_2021_all_scenarios.xlsx
2017 | 30 | GIR90_ISW_EF_H | 372 | 502 | 0 | 0 | 1 | 0 | 0 | 0 | 0 | 0 | 0 | 40 | 70.4407 | 71.698 | ≤5% | ≤1 m | pressure_indicators_2016_2021_all_scenarios.xlsx
2017 | 30 | GIR90_ISW_EF_H | 381 | 517 | 0 | 0 | 1 | 0 | 0 | 0 | 0 | 0 | 0 | 40 | 62.6166 | 63.459 | ≤5% | ≤1 m | pressure_indicators_2016_2021_all_scenarios.xlsx
2017 | 30 | GIR90_ISW_EF_H | 385 | 541 | 0 | 0 | 1 | 0 | 0 | 0 | 0 | 0 | 0 | 40 | 49.8931 | 52.1196 | ≤5% | ≤1 m | pressure_indicators_2016_2021_all_scenarios.xlsx
2017 | 30 | GIR90_ISW_EF_H | 389 | 544 | 0 | 0 | 1 | 0 | 0 | 0 | 0 | 0 | 0 | 40 | 51.2722 | 52.4399 | ≤5% | ≤1 m | pressure_indicators_2016_2021_all_scenarios.xlsx
2017 | 30 | GIR90_ISW_EF_H | 393 | 505 | 0 | 0 | 1 | 0 | 0 | 0 | 0 | 0 | 0 | 40 | 51.2362 | 53.0029 | ≤5% | ≤1 m | pressure_indicators_2016_2021_all_scenarios.xlsx
2017 | 30 | GIR90_ISW_EF_H | 397 | 536 | 0 | 0 | 1 | 0 | 0 | 0 | 0 | 0 | 0 | 40 | 65.1811 | 66.3627 | ≤5% | ≤1 m | pressure_indicators_2016_2021_all_scenarios.xlsx
2017 | 30 | GIR90_ISW_EF_H | 401 | 534 | 0 | 0 | 1 | 0 | 0 | 0 | 0 | 0 | 0 | 40 | 72.6439 | 73.9916 | ≤5% | ≤1 m | pressure_indicators_2016_2021_all_scenarios.xlsx
2017 | 30 | GIR90_ISW_EF_H | 405 | 514 | 0 | 0 | 1 | 0 | 0 | 0 | 0 | 0 | 0 | 40 | 63.1712 | 64.8858 | ≤5% | ≤1 m | pressure_indicators_2016_2021_all_scenarios.xlsx
2017 | 30 | GIR90_ISW_EF_H | 409 | 536 | 0 | 0 | 1 | 0 | 0 | 0 | 0 | 0 | 0 | 40 | 64.109 | 65.866 | ≤5% | ≤1 m | pressure_indicators_2016_2021_all_scenarios.xlsx
2017 | 30 | GIR90_ISW_EF_H | 414 | 532 | 0 | 0 | 1 | 0 | 0 | 0 | 0 | 0 | 0 | 40 | 50.0656 | 52.035 | ≤5% | ≤1 m | pressure_indicators_2016_2021_all_scenarios.xlsx
2017 | 30 | GIR90_ISW_EF_H | 419 | 536 | 0 | 0 | 1 | 0 | 0 | 0 | 0 | 0 | 0 | 40 | 58.4144 | 60.5749 | ≤5% | ≤1 m | pressure_indicators_2016_2021_all_scenarios.xlsx
2017 | 30 | GIR90_ISW_EF_H | 423 | 513 | 0 | 0 | 1 | 0 | 0 | 0 | 0 | 0 | 0 | 40 | 60.3481 | 62.5464 | ≤5% | ≤1 m | pressure_indicators_2016_2021_all_scenarios.xlsx
2017 | 30 | GIR90_ISW_EF_H | 428 | 535 | 0 | 0 | 1 | 0 | 0 | 0 | 0 | 0 | 0 | 40 | 61.8438 | 64.0926 | ≤5% | ≤1 m | pressure_indicators_2016_2021_all_scenarios.xlsx
2017 | 30 | GIR90_ISW_EF_H | 434 | 510 | 0 | 0 | 1 | 0 | 0 | 0 | 0 | 0 | 0 | 40 | 61.8552 | 64.144 | ≤5% | ≤1 m | pressure_indicators_2016_2021_all_scenarios.xlsx
2017 | 30 | GIR90_ISW_EF_H | 438 | 505 | 0 | 0 | 1 | 0 | 0 | 0 | 0 | 0 | 0 | 40 | 61.1096 | 63.6741 | ≤5% | ≤1 m | pressure_indicators_2016_2021_all_scenarios.xlsx
2017 | 30 | GIR90_ISW_EF_H | 508 | 515 | 0 | 0 | 1 | 0 | 0 | 0 | 0 | 0 | 0 | 40 | 57.3891 | 61.5655 | ≤5% | ≤1 m | pressure_indicators_2016_2021_all_scenarios.xlsx
2017 | 30 | GIR90_ISW_EF_H | 510 | 540 | 0 | 0 | 1 | 0 | 0 | 0 | 0 | 0 | 0 | 40 | 48.4708 | 52.7684 | ≤5% | ≤1 m | pressure_indicators_2016_2021_all_scenarios.xlsx
2017 | 30 | GIR90_ISW_EF_H | 512 | 486 | 0 | 0 | 1 | 0 | 0 | 0 | 0 | 0 | 0 | 40 | 54.3391 | 58.8666 | ≤5% | ≤1 m | pressure_indicators_2016_2021_all_scenarios.xlsx
2017 | 30 | GIR90_ISW_EF_H | 514 | 499 | 0 | 0 | 1 | 0 | 0 | 0 | 0 | 0 | 0 | 40 | 53.8443 | 58.4355 | ≤5% | ≤1 m | pressure_indicators_2016_2021_all_scenarios.xlsx
2017 | 30 | GIR90_ISW_EF_H | 516 | 535 | 0 | 0 | 1 | 0 | 0 | 0 | 0 | 0 | 0 | 40 | 52.4434 | 56.8451 | ≤5% | ≤1 m | pressure_indicators_2016_2021_all_scenarios.xlsx
2017 | 30 | GIR90_ISW_EF_H | 518 | 537 | 0 | 0 | 1 | 0 | 0 | 0 | 0 | 0 | 0 | 40 | 52.3223 | 57.3267 | ≤5% | ≤1 m | pressure_indicators_2016_2021_all_scenarios.xlsx
2017 | 30 | GIR90_ISW_EF_H | 520 | 518 | 0 | 0 | 1 | 0 | 0 | 0 | 0 | 0 | 0 | 40 | 51.085 | 55.5695 | ≤5% | ≤1 m | pressure_indicators_2016_2021_all_scenarios.xlsx
2017 | 30 | GIR90_ISW_EF_H | 522 | 534 | 0 | 0 | 1 | 0 | 0 | 0 | 0 | 0 | 0 | 40 | 47.1463 | 52.2812 | ≤5% | ≤1 m | pressure_indicators_2016_2021_all_scenarios.xlsx
2017 | 30 | GIR90_ISW_EF_H | 524 | 528 | 0 | 0 | 1 | 0 | 0 | 0 | 0 | 0 | 0 | 40 | 45.5576 | 50.8504 | ≤5% | ≤1 m | pressure_indicators_2016_2021_all_scenarios.xlsx
2017 | 30 | GIR90_ISW_EF_H | 526 | 527 | 0 | 0 | 1 | 0 | 0 | 0 | 0 | 0 | 0 | 40 | 47.7889 | 53.0845 | ≤5% | ≤1 m | pressure_indicators_2016_2021_all_scenarios.xlsx
2017 | 30 | GIR90_ISW_EF_H | 528 | 548 | 0 | 0 | 1 | 0 | 0 | 0 | 0 | 0 | 0 | 40 | 50.0178 | 55.4448 | ≤5% | ≤1 m | pressure_indicators_2016_2021_all_scenarios.xlsx
2017 | 30 | GIR90_ISW_EF_H | 530 | 554 | 0 | 0 | 1 | 0 | 0 | 0 | 0 | 0 | 0 | 40 | 51.2026 | 56.247 | ≤5% | ≤1 m | pressure_indicators_2016_2021_all_scenarios.xlsx
2017 | 30 | GIR90_ISW_EF_H | 532 | 537 | 0 | 0 | 1 | 0 | 0 | 0 | 0 | 0 | 0 | 40 | 50.2603 | 55.0809 | ≤5% | ≤1 m | pressure_indicators_2016_2021_all_scenarios.xlsx
2017 | 30 | GIR90_ISW_EF_H | 536 | 530 | 0 | 0 | 1 | 0 | 0 | 0 | 0 | 0 | 0 | 40 | 45.06 | 50.1182 | ≤5% | ≤1 m | pressure_indicators_2016_2021_all_scenarios.xlsx
2017 | 30 | GIR90_ISW_EF_H | 538 | 531 | 0 | 0 | 1 | 0 | 0 | 0 | 0 | 0 | 0 | 40 | 42.6934 | 47.9257 | ≤5% | ≤1 m | pressure_indicators_2016_2021_all_scenarios.xlsx
2017 | 30 | GIR90_ISW_EF_H | 540 | 535 | 0 | 0 | 1 | 0 | 0 | 0 | 0 | 0 | 0 | 40 | 44.5755 | 49.5202 | ≤5% | ≤1 m | pressure_indicators_2016_2021_all_scenarios.xlsx
2017 | 30 | GIR90_ISW_EF_H | 542 | 530 | 0 | 0 | 1 | 0 | 0 | 0 | 0 | 0 | 0 | 40 | 42.6412 | 47.6294 | ≤5% | ≤1 m | pressure_indicators_2016_2021_all_scenarios.xlsx
2017 | 30 | GIR90_ISW_EF_H | 544 | 523 | 0 | 0 | 1 | 0 | 0 | 0 | 0 | 0 | 0 | 40 | 51.4209 | 56.7216 | ≤5% | ≤1 m | pressure_indicators_2016_2021_all_scenarios.xlsx
2017 | 30 | GIR90_ISW_EF_H | 546 | 518 | 0 | 0 | 1 | 0 | 0 | 0 | 0 | 0 | 0 | 40 | 52.4852 | 57.5694 | ≤5% | ≤1 m | pressure_indicators_2016_2021_all_scenarios.xlsx
2017 | 30 | GIR90_ISW_EF_H | 550 | 502 | 0 | 0 | 1 | 0 | 0 | 0 | 0 | 0 | 0 | 40 | 63.7485 | 69.0939 | ≤5% | ≤1 m | pressure_indicators_2016_2021_all_scenarios.xlsx
2017 | 30 | GIR90_ISW_EF_H | 552 | 514 | 0 | 0 | 1 | 0 | 0 | 0 | 0 | 0 | 0 | 40 | 51.8646 | 57.1303 | ≤5% | ≤1 m | pressure_indicators_2016_2021_all_scenarios.xlsx
2017 | 30 | GIR90_ISW_EF_H | 554 | 516 | 0 | 0 | 1 | 0 | 0 | 0 | 0 | 0 | 0 | 40 | 42.9633 | 48.1625 | ≤5% | ≤1 m | pressure_indicators_2016_2021_all_scenarios.xlsx
2017 | 30 | GIR90_ISW_EF_H | 556 | 530 | 0 | 0 | 1 | 0 | 0 | 0 | 0 | 0 | 0 | 40 | 40.831 | 45.8872 | ≤5% | ≤1 m | pressure_indicators_2016_2021_all_scenarios.xlsx
2017 | 30 | GIR90_ISW_EF_H | 558 | 528 | 465 | 0.88068 | 0.11932 | 2.0593 | 2.3383 | 7.1414 | 0.051482 | 0.058457 | 0.08886 | 40 | 32.8586 | 38.0104 | >20% | 1–3 m | pressure_indicators_2016_2021_all_scenarios.xlsx
2017 | 30 | GIR90_ISW_EF_H | 562 | 528 | 0 | 0 | 1 | 0 | 0 | 0 | 0 | 0 | 0 | 40 | 45.2402 | 50.088 | ≤5% | ≤1 m | pressure_indicators_2016_2021_all_scenarios.xlsx
2017 | 30 | GIR90_ISW_EF_H | 571 | 520 | 0 | 0 | 1 | 0 | 0 | 0 | 0 | 0 | 0 | 40 | 77.9621 | 78.9842 | ≤5% | ≤1 m | pressure_indicators_2016_2021_all_scenarios.xlsx
2017 | 30 | GIR90_ISW_EF_H | 597 | 498 | 0 | 0 | 1 | 0 | 0 | 0 | 0 | 0 | 0 | 40 | 72.9425 | 74.2844 | ≤5% | ≤1 m | pressure_indicators_2016_2021_all_scenarios.xlsx
2017 | 30 | GIR90_ISW_EF_H | 599 | 537 | 0 | 0 | 1 | 0 | 0 | 0 | 0 | 0 | 0 | 40 | 73.3331 | 74.6923 | ≤5% | ≤1 m | pressure_indicators_2016_2021_all_scenarios.xlsx
2017 | 30 | GIR90_ISW_EF_H | 603 | 521 | 0 | 0 | 1 | 0 | 0 | 0 | 0 | 0 | 0 | 40 | 47.0345 | 51.8809 | ≤5% | ≤1 m | pressure_indicators_2016_2021_all_scenarios.xlsx
2017 | 30 | GIR90_ISW_EF_H | 607 | 501 | 0 | 0 | 1 | 0 | 0 | 0 | 0 | 0 | 0 | 40 | 60.0605 | 63.7815 | ≤5% | ≤1 m | pressure_indicators_2016_2021_all_scenarios.xlsx
2017 | 40 | GIR90_ISW_EF_L | 135 | 497 | 0 | 0 | 1 | 0 | 0 | 0 | 0 | 0 | 0 | 40 | 73.6157 | 73.7289 | ≤5% | ≤1 m | pressure_indicators_2016_2021_all_scenarios.xlsx
2017 | 40 | GIR90_ISW_EF_L | 139 | 502 | 0 | 0 | 1 | 0 | 0 | 0 | 0 | 0 | 0 | 40 | 68.6905 | 68.9543 | ≤5% | ≤1 m | pressure_indicators_2016_2021_all_scenarios.xlsx
2017 | 40 | GIR90_ISW_EF_L | 165 | 527 | 0 | 0 | 1 | 0 | 0 | 0 | 0 | 0 | 0 | 40 | 81.3733 | 84.9082 | ≤5% | ≤1 m | pressure_indicators_2016_2021_all_scenarios.xlsx
2017 | 40 | GIR90_ISW_EF_L | 169 | 540 | 0 | 0 | 1 | 0 | 0 | 0 | 0 | 0 | 0 | 40 | 81.3084 | 85.233 | ≤5% | ≤1 m | pressure_indicators_2016_2021_all_scenarios.xlsx
2017 | 40 | GIR90_ISW_EF_L | 173 | 535 | 0 | 0 | 1 | 0 | 0 | 0 | 0 | 0 | 0 | 40 | 78.4481 | 82.4871 | ≤5% | ≤1 m | pressure_indicators_2016_2021_all_scenarios.xlsx
2017 | 40 | GIR90_ISW_EF_L | 181 | 519 | 0 | 0 | 1 | 0 | 0 | 0 | 0 | 0 | 0 | 40 | 76.8033 | 80.4315 | ≤5% | ≤1 m | pressure_indicators_2016_2021_all_scenarios.xlsx
2017 | 40 | GIR90_ISW_EF_L | 189 | 536 | 0 | 0 | 1 | 0 | 0 | 0 | 0 | 0 | 0 | 40 | 70.0234 | 73.6706 | ≤5% | ≤1 m | pressure_indicators_2016_2021_all_scenarios.xlsx
2017 | 40 | GIR90_ISW_EF_L | 193 | 533 | 0 | 0 | 1 | 0 | 0 | 0 | 0 | 0 | 0 | 40 | 66.4049 | 70.3466 | ≤5% | ≤1 m | pressure_indicators_2016_2021_all_scenarios.xlsx
2017 | 40 | GIR90_ISW_EF_L | 211 | 519 | 0 | 0 | 1 | 0 | 0 | 0 | 0 | 0 | 0 | 40 | 52.4097 | 56.7967 | ≤5% | ≤1 m | pressure_indicators_2016_2021_all_scenarios.xlsx
2017 | 40 | GIR90_ISW_EF_L | 220 | 544 | 0 | 0 | 1 | 0 | 0 | 0 | 0 | 0 | 0 | 40 | 60.0551 | 64.7214 | ≤5% | ≤1 m | pressure_indicators_2016_2021_all_scenarios.xlsx
2017 | 40 | GIR90_ISW_EF_L | 224 | 495 | 0 | 0 | 1 | 0 | 0 | 0 | 0 | 0 | 0 | 40 | 63.594 | 66.764 | ≤5% | ≤1 m | pressure_indicators_2016_2021_all_scenarios.xlsx
2017 | 40 | GIR90_ISW_EF_L | 228 | 527 | 0 | 0 | 1 | 0 | 0 | 0 | 0 | 0 | 0 | 40 | 68.0779 | 71.0078 | ≤5% | ≤1 m | pressure_indicators_2016_2021_all_scenarios.xlsx
2017 | 40 | GIR90_ISW_EF_L | 232 | 507 | 0 | 0 | 1 | 0 | 0 | 0 | 0 | 0 | 0 | 40 | 82.4342 | 83.1877 | ≤5% | ≤1 m | pressure_indicators_2016_2021_all_scenarios.xlsx
2017 | 40 | GIR90_ISW_EF_L | 234 | 528 | 0 | 0 | 1 | 0 | 0 | 0 | 0 | 0 | 0 | 40 | 54.7343 | 55.6757 | ≤5% | ≤1 m | pressure_indicators_2016_2021_all_scenarios.xlsx
2017 | 40 | GIR90_ISW_EF_L | 238 | 518 | 0 | 0 | 1 | 0 | 0 | 0 | 0 | 0 | 0 | 40 | 67.0489 | 68.1167 | ≤5% | ≤1 m | pressure_indicators_2016_2021_all_scenarios.xlsx
2017 | 40 | GIR90_ISW_EF_L | 248 | 529 | 0 | 0 | 1 | 0 | 0 | 0 | 0 | 0 | 0 | 40 | 68.4867 | 68.8666 | ≤5% | ≤1 m | pressure_indicators_2016_2021_all_scenarios.xlsx
2017 | 40 | GIR90_ISW_EF_L | 253 | 542 | 0 | 0 | 1 | 0 | 0 | 0 | 0 | 0 | 0 | 40 | 75.8201 | 76.4154 | ≤5% | ≤1 m | pressure_indicators_2016_2021_all_scenarios.xlsx
2017 | 40 | GIR90_ISW_EF_L | 266 | 521 | 0 | 0 | 1 | 0 | 0 | 0 | 0 | 0 | 0 | 40 | 79.0814 | 80.1918 | ≤5% | ≤1 m | pressure_indicators_2016_2021_all_scenarios.xlsx
2017 | 40 | GIR90_ISW_EF_L | 274 | 514 | 0 | 0 | 1 | 0 | 0 | 0 | 0 | 0 | 0 | 40 | 79.0834 | 80.4122 | ≤5% | ≤1 m | pressure_indicators_2016_2021_all_scenarios.xlsx
2017 | 40 | GIR90_ISW_EF_L | 282 | 541 | 0 | 0 | 1 | 0 | 0 | 0 | 0 | 0 | 0 | 40 | 80.063 | 83.4844 | ≤5% | ≤1 m | pressure_indicators_2016_2021_all_scenarios.xlsx
2017 | 40 | GIR90_ISW_EF_L | 286 | 528 | 0 | 0 | 1 | 0 | 0 | 0 | 0 | 0 | 0 | 40 | 79.5345 | 82.0018 | ≤5% | ≤1 m | pressure_indicators_2016_2021_all_scenarios.xlsx
2017 | 40 | GIR90_ISW_EF_L | 290 | 509 | 0 | 0 | 1 | 0 | 0 | 0 | 0 | 0 | 0 | 40 | 84.3733 | 86.5232 | ≤5% | ≤1 m | pressure_indicators_2016_2021_all_scenarios.xlsx
2017 | 40 | GIR90_ISW_EF_L | 294 | 517 | 0 | 0 | 1 | 0 | 0 | 0 | 0 | 0 | 0 | 40 | 82.6276 | 84.2543 | ≤5% | ≤1 m | pressure_indicators_2016_2021_all_scenarios.xlsx
2017 | 40 | GIR90_ISW_EF_L | 302 | 518 | 0 | 0 | 1 | 0 | 0 | 0 | 0 | 0 | 0 | 40 | 83.4611 | 84.8374 | ≤5% | ≤1 m | pressure_indicators_2016_2021_all_scenarios.xlsx
2017 | 40 | GIR90_ISW_EF_L | 306 | 511 | 0 | 0 | 1 | 0 | 0 | 0 | 0 | 0 | 0 | 40 | 62.6187 | 64.073 | ≤5% | ≤1 m | pressure_indicators_2016_2021_all_scenarios.xlsx
2017 | 40 | GIR90_ISW_EF_L | 318 | 505 | 0 | 0 | 1 | 0 | 0 | 0 | 0 | 0 | 0 | 40 | 60.3242 | 63.4581 | ≤5% | ≤1 m | pressure_indicators_2016_2021_all_scenarios.xlsx
2017 | 40 | GIR90_ISW_EF_L | 323 | 508 | 0 | 0 | 1 | 0 | 0 | 0 | 0 | 0 | 0 | 40 | 60.0983 | 63.4448 | ≤5% | ≤1 m | pressure_indicators_2016_2021_all_scenarios.xlsx
2017 | 40 | GIR90_ISW_EF_L | 331 | 517 | 0 | 0 | 1 | 0 | 0 | 0 | 0 | 0 | 0 | 40 | 55.8109 | 61.6476 | ≤5% | ≤1 m | pressure_indicators_2016_2021_all_scenarios.xlsx
2017 | 40 | GIR90_ISW_EF_L | 333 | 533 | 0 | 0 | 1 | 0 | 0 | 0 | 0 | 0 | 0 | 40 | 60.0425 | 66.4163 | ≤5% | ≤1 m | pressure_indicators_2016_2021_all_scenarios.xlsx
2017 | 40 | GIR90_ISW_EF_L | 338 | 522 | 0 | 0 | 1 | 0 | 0 | 0 | 0 | 0 | 0 | 40 | 62.3455 | 68.005 | ≤5% | ≤1 m | pressure_indicators_2016_2021_all_scenarios.xlsx
2017 | 40 | GIR90_ISW_EF_L | 342 | 491 | 0 | 0 | 1 | 0 | 0 | 0 | 0 | 0 | 0 | 40 | 65.2989 | 69.1259 | ≤5% | ≤1 m | pressure_indicators_2016_2021_all_scenarios.xlsx
2017 | 40 | GIR90_ISW_EF_L | 346 | 521 | 0 | 0 | 1 | 0 | 0 | 0 | 0 | 0 | 0 | 40 | 56.6803 | 58.8989 | ≤5% | ≤1 m | pressure_indicators_2016_2021_all_scenarios.xlsx
2017 | 40 | GIR90_ISW_EF_L | 350 | 542 | 289 | 0.53321 | 0.46679 | 10.8883 | 20.4203 | 22.0791 | 0.27221 | 0.51051 | 0.52275 | 40 | 17.9209 | 40.4979 | >20% | >6 m | pressure_indicators_2016_2021_all_scenarios.xlsx
2017 | 40 | GIR90_ISW_EF_L | 364 | 520 | 289 | 0.55577 | 0.44423 | 7.1558 | 12.8754 | 14.5342 | 0.17889 | 0.32189 | 0.33413 | 40 | 25.4658 | 36.1018 | >20% | >6 m | pressure_indicators_2016_2021_all_scenarios.xlsx
2017 | 40 | GIR90_ISW_EF_L | 372 | 539 | 0 | 0 | 1 | 0 | 0 | 0 | 0 | 0 | 0 | 40 | 70.1779 | 71.7025 | ≤5% | ≤1 m | pressure_indicators_2016_2021_all_scenarios.xlsx
2017 | 40 | GIR90_ISW_EF_L | 381 | 541 | 0 | 0 | 1 | 0 | 0 | 0 | 0 | 0 | 0 | 40 | 62.2409 | 63.4807 | ≤5% | ≤1 m | pressure_indicators_2016_2021_all_scenarios.xlsx
2017 | 40 | GIR90_ISW_EF_L | 385 | 532 | 0 | 0 | 1 | 0 | 0 | 0 | 0 | 0 | 0 | 40 | 49.7734 | 52.2585 | ≤5% | ≤1 m | pressure_indicators_2016_2021_all_scenarios.xlsx
2017 | 40 | GIR90_ISW_EF_L | 389 | 513 | 0 | 0 | 1 | 0 | 0 | 0 | 0 | 0 | 0 | 40 | 51.1525 | 52.453 | ≤5% | ≤1 m | pressure_indicators_2016_2021_all_scenarios.xlsx
2017 | 40 | GIR90_ISW_EF_L | 393 | 527 | 0 | 0 | 1 | 0 | 0 | 0 | 0 | 0 | 0 | 40 | 50.7699 | 53.0351 | ≤5% | ≤1 m | pressure_indicators_2016_2021_all_scenarios.xlsx
2017 | 40 | GIR90_ISW_EF_L | 397 | 518 | 0 | 0 | 1 | 0 | 0 | 0 | 0 | 0 | 0 | 40 | 64.9362 | 66.3572 | ≤5% | ≤1 m | pressure_indicators_2016_2021_all_scenarios.xlsx
2017 | 40 | GIR90_ISW_EF_L | 401 | 530 | 0 | 0 | 1 | 0 | 0 | 0 | 0 | 0 | 0 | 40 | 72.3765 | 74.0099 | ≤5% | ≤1 m | pressure_indicators_2016_2021_all_scenarios.xlsx
2017 | 40 | GIR90_ISW_EF_L | 405 | 506 | 0 | 0 | 1 | 0 | 0 | 0 | 0 | 0 | 0 | 40 | 62.8831 | 64.8775 | ≤5% | ≤1 m | pressure_indicators_2016_2021_all_scenarios.xlsx
2017 | 40 | GIR90_ISW_EF_L | 409 | 514 | 0 | 0 | 1 | 0 | 0 | 0 | 0 | 0 | 0 | 40 | 63.8209 | 65.9123 | ≤5% | ≤1 m | pressure_indicators_2016_2021_all_scenarios.xlsx
2017 | 40 | GIR90_ISW_EF_L | 414 | 530 | 0 | 0 | 1 | 0 | 0 | 0 | 0 | 0 | 0 | 40 | 49.7861 | 52.1032 | ≤5% | ≤1 m | pressure_indicators_2016_2021_all_scenarios.xlsx
2017 | 40 | GIR90_ISW_EF_L | 419 | 533 | 0 | 0 | 1 | 0 | 0 | 0 | 0 | 0 | 0 | 40 | 58.1347 | 60.5888 | ≤5% | ≤1 m | pressure_indicators_2016_2021_all_scenarios.xlsx
2017 | 40 | GIR90_ISW_EF_L | 423 | 528 | 0 | 0 | 1 | 0 | 0 | 0 | 0 | 0 | 0 | 40 | 60.04 | 62.515 | ≤5% | ≤1 m | pressure_indicators_2016_2021_all_scenarios.xlsx
2017 | 40 | GIR90_ISW_EF_L | 428 | 519 | 0 | 0 | 1 | 0 | 0 | 0 | 0 | 0 | 0 | 40 | 61.4831 | 64.0827 | ≤5% | ≤1 m | pressure_indicators_2016_2021_all_scenarios.xlsx
2017 | 40 | GIR90_ISW_EF_L | 434 | 501 | 0 | 0 | 1 | 0 | 0 | 0 | 0 | 0 | 0 | 40 | 61.4658 | 64.1517 | ≤5% | ≤1 m | pressure_indicators_2016_2021_all_scenarios.xlsx
2017 | 40 | GIR90_ISW_EF_L | 438 | 515 | 0 | 0 | 1 | 0 | 0 | 0 | 0 | 0 | 0 | 40 | 61.4847 | 63.7203 | ≤5% | ≤1 m | pressure_indicators_2016_2021_all_scenarios.xlsx
2017 | 40 | GIR90_ISW_EF_L | 508 | 538 | 0 | 0 | 1 | 0 | 0 | 0 | 0 | 0 | 0 | 40 | 57.5082 | 61.7208 | ≤5% | ≤1 m | pressure_indicators_2016_2021_all_scenarios.xlsx
2017 | 40 | GIR90_ISW_EF_L | 510 | 504 | 0 | 0 | 1 | 0 | 0 | 0 | 0 | 0 | 0 | 40 | 48.1601 | 52.7634 | ≤5% | ≤1 m | pressure_indicators_2016_2021_all_scenarios.xlsx
2017 | 40 | GIR90_ISW_EF_L | 512 | 535 | 0 | 0 | 1 | 0 | 0 | 0 | 0 | 0 | 0 | 40 | 54.1519 | 58.8363 | ≤5% | ≤1 m | pressure_indicators_2016_2021_all_scenarios.xlsx
2017 | 40 | GIR90_ISW_EF_L | 514 | 513 | 0 | 0 | 1 | 0 | 0 | 0 | 0 | 0 | 0 | 40 | 53.7328 | 58.4528 | ≤5% | ≤1 m | pressure_indicators_2016_2021_all_scenarios.xlsx
2017 | 40 | GIR90_ISW_EF_L | 516 | 526 | 0 | 0 | 1 | 0 | 0 | 0 | 0 | 0 | 0 | 40 | 52.4947 | 56.8732 | ≤5% | ≤1 m | pressure_indicators_2016_2021_all_scenarios.xlsx
2017 | 40 | GIR90_ISW_EF_L | 518 | 514 | 0 | 0 | 1 | 0 | 0 | 0 | 0 | 0 | 0 | 40 | 52.714 | 57.3613 | ≤5% | ≤1 m | pressure_indicators_2016_2021_all_scenarios.xlsx
2017 | 40 | GIR90_ISW_EF_L | 520 | 573 | 0 | 0 | 1 | 0 | 0 | 0 | 0 | 0 | 0 | 40 | 50.9808 | 55.6254 | ≤5% | ≤1 m | pressure_indicators_2016_2021_all_scenarios.xlsx
2017 | 40 | GIR90_ISW_EF_L | 522 | 516 | 0 | 0 | 1 | 0 | 0 | 0 | 0 | 0 | 0 | 40 | 47.6468 | 52.2818 | ≤5% | ≤1 m | pressure_indicators_2016_2021_all_scenarios.xlsx
2017 | 40 | GIR90_ISW_EF_L | 524 | 528 | 0 | 0 | 1 | 0 | 0 | 0 | 0 | 0 | 0 | 40 | 46.1329 | 50.78 | ≤5% | ≤1 m | pressure_indicators_2016_2021_all_scenarios.xlsx
2017 | 40 | GIR90_ISW_EF_L | 526 | 540 | 0 | 0 | 1 | 0 | 0 | 0 | 0 | 0 | 0 | 40 | 48.3228 | 53.2229 | ≤5% | ≤1 m | pressure_indicators_2016_2021_all_scenarios.xlsx
2017 | 40 | GIR90_ISW_EF_L | 528 | 552 | 0 | 0 | 1 | 0 | 0 | 0 | 0 | 0 | 0 | 40 | 50.5517 | 55.4431 | ≤5% | ≤1 m | pressure_indicators_2016_2021_all_scenarios.xlsx
2017 | 40 | GIR90_ISW_EF_L | 530 | 545 | 0 | 0 | 1 | 0 | 0 | 0 | 0 | 0 | 0 | 40 | 51.7364 | 56.2314 | ≤5% | ≤1 m | pressure_indicators_2016_2021_all_scenarios.xlsx
2017 | 40 | GIR90_ISW_EF_L | 532 | 520 | 0 | 0 | 1 | 0 | 0 | 0 | 0 | 0 | 0 | 40 | 50.7901 | 55.1417 | ≤5% | ≤1 m | pressure_indicators_2016_2021_all_scenarios.xlsx
2017 | 40 | GIR90_ISW_EF_L | 536 | 514 | 0 | 0 | 1 | 0 | 0 | 0 | 0 | 0 | 0 | 40 | 45.7895 | 50.0661 | ≤5% | ≤1 m | pressure_indicators_2016_2021_all_scenarios.xlsx
2017 | 40 | GIR90_ISW_EF_L | 538 | 520 | 0 | 0 | 1 | 0 | 0 | 0 | 0 | 0 | 0 | 40 | 43.1039 | 47.7897 | ≤5% | ≤1 m | pressure_indicators_2016_2021_all_scenarios.xlsx
2017 | 40 | GIR90_ISW_EF_L | 540 | 537 | 0 | 0 | 1 | 0 | 0 | 0 | 0 | 0 | 0 | 40 | 44.8414 | 49.6424 | ≤5% | ≤1 m | pressure_indicators_2016_2021_all_scenarios.xlsx
2017 | 40 | GIR90_ISW_EF_L | 542 | 517 | 0 | 0 | 1 | 0 | 0 | 0 | 0 | 0 | 0 | 40 | 42.8533 | 47.686 | ≤5% | ≤1 m | pressure_indicators_2016_2021_all_scenarios.xlsx
2017 | 40 | GIR90_ISW_EF_L | 544 | 495 | 0 | 0 | 1 | 0 | 0 | 0 | 0 | 0 | 0 | 40 | 52.1251 | 56.7526 | ≤5% | ≤1 m | pressure_indicators_2016_2021_all_scenarios.xlsx
2017 | 40 | GIR90_ISW_EF_L | 546 | 534 | 0 | 0 | 1 | 0 | 0 | 0 | 0 | 0 | 0 | 40 | 53.1895 | 57.661 | ≤5% | ≤1 m | pressure_indicators_2016_2021_all_scenarios.xlsx
2017 | 40 | GIR90_ISW_EF_L | 550 | 546 | 0 | 0 | 1 | 0 | 0 | 0 | 0 | 0 | 0 | 40 | 64.1531 | 69.1634 | ≤5% | ≤1 m | pressure_indicators_2016_2021_all_scenarios.xlsx
2017 | 40 | GIR90_ISW_EF_L | 552 | 502 | 0 | 0 | 1 | 0 | 0 | 0 | 0 | 0 | 0 | 40 | 52.2692 | 57.1738 | ≤5% | ≤1 m | pressure_indicators_2016_2021_all_scenarios.xlsx
2017 | 40 | GIR90_ISW_EF_L | 554 | 513 | 0 | 0 | 1 | 0 | 0 | 0 | 0 | 0 | 0 | 40 | 43.3679 | 48.1447 | ≤5% | ≤1 m | pressure_indicators_2016_2021_all_scenarios.xlsx
2017 | 40 | GIR90_ISW_EF_L | 556 | 515 | 0 | 0 | 1 | 0 | 0 | 0 | 0 | 0 | 0 | 40 | 41.2356 | 45.954 | ≤5% | ≤1 m | pressure_indicators_2016_2021_all_scenarios.xlsx
2017 | 40 | GIR90_ISW_EF_L | 558 | 513 | 446 | 0.8694 | 0.1306 | 2.0601 | 2.3696 | 6.7368 | 0.051503 | 0.05924 | 0.091655 | 40 | 33.2632 | 38.0245 | >20% | 1–3 m | pressure_indicators_2016_2021_all_scenarios.xlsx
2017 | 40 | GIR90_ISW_EF_L | 562 | 511 | 0 | 0 | 1 | 0 | 0 | 0 | 0 | 0 | 0 | 40 | 45.6448 | 50.1778 | ≤5% | ≤1 m | pressure_indicators_2016_2021_all_scenarios.xlsx
2017 | 40 | GIR90_ISW_EF_L | 571 | 515 | 0 | 0 | 1 | 0 | 0 | 0 | 0 | 0 | 0 | 40 | 77.7726 | 78.9905 | ≤5% | ≤1 m | pressure_indicators_2016_2021_all_scenarios.xlsx
2017 | 40 | GIR90_ISW_EF_L | 597 | 529 | 0 | 0 | 1 | 0 | 0 | 0 | 0 | 0 | 0 | 40 | 72.578 | 74.2142 | ≤5% | ≤1 m | pressure_indicators_2016_2021_all_scenarios.xlsx
2017 | 40 | GIR90_ISW_EF_L | 599 | 554 | 0 | 0 | 1 | 0 | 0 | 0 | 0 | 0 | 0 | 40 | 72.9686 | 74.6007 | ≤5% | ≤1 m | pressure_indicators_2016_2021_all_scenarios.xlsx
2017 | 40 | GIR90_ISW_EF_L | 603 | 510 | 0 | 0 | 1 | 0 | 0 | 0 | 0 | 0 | 0 | 40 | 47.1975 | 51.8908 | ≤5% | ≤1 m | pressure_indicators_2016_2021_all_scenarios.xlsx
2017 | 40 | GIR90_ISW_EF_L | 607 | 509 | 0 | 0 | 1 | 0 | 0 | 0 | 0 | 0 | 0 | 40 | 59.669 | 63.7411 | ≤5% | ≤1 m | pressure_indicators_2016_2021_all_scenarios.xlsx
2018 | 10 | GIR50_ISW_EF_H | 135 | 527 | 0 | 0 | 1 | 0 | 0 | 0 | 0 | 0 | 0 | 40 | 73.6031 | 73.7285 | ≤5% | ≤1 m | pressure_indicators_2016_2021_all_scenarios.xlsx
2018 | 10 | GIR50_ISW_EF_H | 139 | 522 | 0 | 0 | 1 | 0 | 0 | 0 | 0 | 0 | 0 | 40 | 68.7239 | 68.9546 | ≤5% | ≤1 m | pressure_indicators_2016_2021_all_scenarios.xlsx
2018 | 10 | GIR50_ISW_EF_H | 165 | 521 | 0 | 0 | 1 | 0 | 0 | 0 | 0 | 0 | 0 | 40 | 82.1412 | 84.9012 | ≤5% | ≤1 m | pressure_indicators_2016_2021_all_scenarios.xlsx
2018 | 10 | GIR50_ISW_EF_H | 169 | 494 | 0 | 0 | 1 | 0 | 0 | 0 | 0 | 0 | 0 | 40 | 82.054 | 85.2134 | ≤5% | ≤1 m | pressure_indicators_2016_2021_all_scenarios.xlsx
2018 | 10 | GIR50_ISW_EF_H | 173 | 492 | 0 | 0 | 1 | 0 | 0 | 0 | 0 | 0 | 0 | 40 | 79.3 | 82.4129 | ≤5% | ≤1 m | pressure_indicators_2016_2021_all_scenarios.xlsx
2018 | 10 | GIR50_ISW_EF_H | 181 | 552 | 0 | 0 | 1 | 0 | 0 | 0 | 0 | 0 | 0 | 40 | 77.4927 | 80.4168 | ≤5% | ≤1 m | pressure_indicators_2016_2021_all_scenarios.xlsx
2018 | 10 | GIR50_ISW_EF_H | 189 | 520 | 0 | 0 | 1 | 0 | 0 | 0 | 0 | 0 | 0 | 40 | 70.6323 | 73.69 | ≤5% | ≤1 m | pressure_indicators_2016_2021_all_scenarios.xlsx
2018 | 10 | GIR50_ISW_EF_H | 193 | 522 | 0 | 0 | 1 | 0 | 0 | 0 | 0 | 0 | 0 | 40 | 66.5997 | 70.2685 | ≤5% | ≤1 m | pressure_indicators_2016_2021_all_scenarios.xlsx
2018 | 10 | GIR50_ISW_EF_H | 211 | 538 | 0 | 0 | 1 | 0 | 0 | 0 | 0 | 0 | 0 | 40 | 52.4441 | 56.8687 | ≤5% | ≤1 m | pressure_indicators_2016_2021_all_scenarios.xlsx
2018 | 10 | GIR50_ISW_EF_H | 220 | 530 | 0 | 0 | 1 | 0 | 0 | 0 | 0 | 0 | 0 | 40 | 60.0895 | 64.7027 | ≤5% | ≤1 m | pressure_indicators_2016_2021_all_scenarios.xlsx
2018 | 10 | GIR50_ISW_EF_H | 224 | 511 | 0 | 0 | 1 | 0 | 0 | 0 | 0 | 0 | 0 | 40 | 63.6284 | 66.8076 | ≤5% | ≤1 m | pressure_indicators_2016_2021_all_scenarios.xlsx
2018 | 10 | GIR50_ISW_EF_H | 228 | 512 | 0 | 0 | 1 | 0 | 0 | 0 | 0 | 0 | 0 | 40 | 68.1123 | 71.0527 | ≤5% | ≤1 m | pressure_indicators_2016_2021_all_scenarios.xlsx
2018 | 10 | GIR50_ISW_EF_H | 232 | 528 | 0 | 0 | 1 | 0 | 0 | 0 | 0 | 0 | 0 | 40 | 82.4685 | 83.2084 | ≤5% | ≤1 m | pressure_indicators_2016_2021_all_scenarios.xlsx
2018 | 10 | GIR50_ISW_EF_H | 234 | 532 | 0 | 0 | 1 | 0 | 0 | 0 | 0 | 0 | 0 | 40 | 54.7687 | 55.6788 | ≤5% | ≤1 m | pressure_indicators_2016_2021_all_scenarios.xlsx
2018 | 10 | GIR50_ISW_EF_H | 238 | 532 | 0 | 0 | 1 | 0 | 0 | 0 | 0 | 0 | 0 | 40 | 67.0833 | 68.1336 | ≤5% | ≤1 m | pressure_indicators_2016_2021_all_scenarios.xlsx
2018 | 10 | GIR50_ISW_EF_H | 248 | 505 | 0 | 0 | 1 | 0 | 0 | 0 | 0 | 0 | 0 | 40 | 68.4063 | 68.8565 | ≤5% | ≤1 m | pressure_indicators_2016_2021_all_scenarios.xlsx
2018 | 10 | GIR50_ISW_EF_H | 253 | 510 | 0 | 0 | 1 | 0 | 0 | 0 | 0 | 0 | 0 | 40 | 75.8252 | 76.4076 | ≤5% | ≤1 m | pressure_indicators_2016_2021_all_scenarios.xlsx
2018 | 10 | GIR50_ISW_EF_H | 266 | 515 | 0 | 0 | 1 | 0 | 0 | 0 | 0 | 0 | 0 | 40 | 78.9107 | 80.1641 | ≤5% | ≤1 m | pressure_indicators_2016_2021_all_scenarios.xlsx
2018 | 10 | GIR50_ISW_EF_H | 274 | 527 | 0 | 0 | 1 | 0 | 0 | 0 | 0 | 0 | 0 | 40 | 78.7861 | 80.3912 | ≤5% | ≤1 m | pressure_indicators_2016_2021_all_scenarios.xlsx
2018 | 10 | GIR50_ISW_EF_H | 282 | 478 | 0 | 0 | 1 | 0 | 0 | 0 | 0 | 0 | 0 | 40 | 79.7657 | 83.4114 | ≤5% | ≤1 m | pressure_indicators_2016_2021_all_scenarios.xlsx
2018 | 10 | GIR50_ISW_EF_H | 286 | 533 | 0 | 0 | 1 | 0 | 0 | 0 | 0 | 0 | 0 | 40 | 79.2371 | 82.0678 | ≤5% | ≤1 m | pressure_indicators_2016_2021_all_scenarios.xlsx
2018 | 10 | GIR50_ISW_EF_H | 290 | 535 | 0 | 0 | 1 | 0 | 0 | 0 | 0 | 0 | 0 | 40 | 84.076 | 86.5688 | ≤5% | ≤1 m | pressure_indicators_2016_2021_all_scenarios.xlsx
2018 | 10 | GIR50_ISW_EF_H | 294 | 523 | 0 | 0 | 1 | 0 | 0 | 0 | 0 | 0 | 0 | 40 | 82.3302 | 84.246 | ≤5% | ≤1 m | pressure_indicators_2016_2021_all_scenarios.xlsx
2018 | 10 | GIR50_ISW_EF_H | 302 | 527 | 0 | 0 | 1 | 0 | 0 | 0 | 0 | 0 | 0 | 40 | 83.1637 | 84.8155 | ≤5% | ≤1 m | pressure_indicators_2016_2021_all_scenarios.xlsx
2018 | 10 | GIR50_ISW_EF_H | 306 | 531 | 0 | 0 | 1 | 0 | 0 | 0 | 0 | 0 | 0 | 40 | 62.3214 | 64.0266 | ≤5% | ≤1 m | pressure_indicators_2016_2021_all_scenarios.xlsx
2018 | 10 | GIR50_ISW_EF_H | 318 | 508 | 0 | 0 | 1 | 0 | 0 | 0 | 0 | 0 | 0 | 40 | 60.8372 | 63.3546 | ≤5% | ≤1 m | pressure_indicators_2016_2021_all_scenarios.xlsx
2018 | 10 | GIR50_ISW_EF_H | 323 | 524 | 0 | 0 | 1 | 0 | 0 | 0 | 0 | 0 | 0 | 40 | 60.6117 | 63.3881 | ≤5% | ≤1 m | pressure_indicators_2016_2021_all_scenarios.xlsx
2018 | 10 | GIR50_ISW_EF_H | 331 | 518 | 0 | 0 | 1 | 0 | 0 | 0 | 0 | 0 | 0 | 40 | 56.0057 | 61.53 | ≤5% | ≤1 m | pressure_indicators_2016_2021_all_scenarios.xlsx
2018 | 10 | GIR50_ISW_EF_H | 333 | 545 | 0 | 0 | 1 | 0 | 0 | 0 | 0 | 0 | 0 | 40 | 60.2374 | 66.2266 | ≤5% | ≤1 m | pressure_indicators_2016_2021_all_scenarios.xlsx
2018 | 10 | GIR50_ISW_EF_H | 338 | 521 | 0 | 0 | 1 | 0 | 0 | 0 | 0 | 0 | 0 | 40 | 62.5404 | 67.9872 | ≤5% | ≤1 m | pressure_indicators_2016_2021_all_scenarios.xlsx
2018 | 10 | GIR50_ISW_EF_H | 342 | 541 | 0 | 0 | 1 | 0 | 0 | 0 | 0 | 0 | 0 | 40 | 65.4938 | 69.1297 | ≤5% | ≤1 m | pressure_indicators_2016_2021_all_scenarios.xlsx
2018 | 10 | GIR50_ISW_EF_H | 346 | 510 | 0 | 0 | 1 | 0 | 0 | 0 | 0 | 0 | 0 | 40 | 56.7287 | 58.8076 | ≤5% | ≤1 m | pressure_indicators_2016_2021_all_scenarios.xlsx
2018 | 10 | GIR50_ISW_EF_H | 350 | 540 | 268 | 0.4963 | 0.5037 | 10.1526 | 20.4568 | 22.1427 | 0.25382 | 0.51142 | 0.52633 | 40 | 17.8573 | 42.1191 | >20% | >6 m | pressure_indicators_2016_2021_all_scenarios.xlsx
2018 | 10 | GIR50_ISW_EF_H | 364 | 506 | 268 | 0.52964 | 0.47036 | 6.8387 | 12.9119 | 14.5978 | 0.17097 | 0.3228 | 0.33771 | 40 | 25.4022 | 36.6134 | >20% | >6 m | pressure_indicators_2016_2021_all_scenarios.xlsx
2018 | 10 | GIR50_ISW_EF_H | 372 | 509 | 0 | 0 | 1 | 0 | 0 | 0 | 0 | 0 | 0 | 40 | 70.3192 | 71.6924 | ≤5% | ≤1 m | pressure_indicators_2016_2021_all_scenarios.xlsx
2018 | 10 | GIR50_ISW_EF_H | 381 | 503 | 0 | 0 | 1 | 0 | 0 | 0 | 0 | 0 | 0 | 40 | 62.304 | 63.4519 | ≤5% | ≤1 m | pressure_indicators_2016_2021_all_scenarios.xlsx
2018 | 10 | GIR50_ISW_EF_H | 385 | 524 | 0 | 0 | 1 | 0 | 0 | 0 | 0 | 0 | 0 | 40 | 49.7885 | 52.1893 | ≤5% | ≤1 m | pressure_indicators_2016_2021_all_scenarios.xlsx
2018 | 10 | GIR50_ISW_EF_H | 389 | 527 | 0 | 0 | 1 | 0 | 0 | 0 | 0 | 0 | 0 | 40 | 51.1676 | 52.4353 | ≤5% | ≤1 m | pressure_indicators_2016_2021_all_scenarios.xlsx
2018 | 10 | GIR50_ISW_EF_H | 393 | 519 | 0 | 0 | 1 | 0 | 0 | 0 | 0 | 0 | 0 | 40 | 51.075 | 53.0097 | ≤5% | ≤1 m | pressure_indicators_2016_2021_all_scenarios.xlsx
2018 | 10 | GIR50_ISW_EF_H | 397 | 507 | 0 | 0 | 1 | 0 | 0 | 0 | 0 | 0 | 0 | 40 | 64.8564 | 66.3768 | ≤5% | ≤1 m | pressure_indicators_2016_2021_all_scenarios.xlsx
2018 | 10 | GIR50_ISW_EF_H | 401 | 519 | 0 | 0 | 1 | 0 | 0 | 0 | 0 | 0 | 0 | 40 | 72.5471 | 74.0262 | ≤5% | ≤1 m | pressure_indicators_2016_2021_all_scenarios.xlsx
2018 | 10 | GIR50_ISW_EF_H | 405 | 531 | 0 | 0 | 1 | 0 | 0 | 0 | 0 | 0 | 0 | 40 | 63.1974 | 64.8873 | ≤5% | ≤1 m | pressure_indicators_2016_2021_all_scenarios.xlsx
2018 | 10 | GIR50_ISW_EF_H | 409 | 519 | 0 | 0 | 1 | 0 | 0 | 0 | 0 | 0 | 0 | 40 | 64.1343 | 65.884 | ≤5% | ≤1 m | pressure_indicators_2016_2021_all_scenarios.xlsx
2018 | 10 | GIR50_ISW_EF_H | 414 | 531 | 0 | 0 | 1 | 0 | 0 | 0 | 0 | 0 | 0 | 40 | 50.1971 | 52.0633 | ≤5% | ≤1 m | pressure_indicators_2016_2021_all_scenarios.xlsx
2018 | 10 | GIR50_ISW_EF_H | 419 | 541 | 0 | 0 | 1 | 0 | 0 | 0 | 0 | 0 | 0 | 40 | 58.4479 | 60.5802 | ≤5% | ≤1 m | pressure_indicators_2016_2021_all_scenarios.xlsx
2018 | 10 | GIR50_ISW_EF_H | 423 | 522 | 0 | 0 | 1 | 0 | 0 | 0 | 0 | 0 | 0 | 40 | 60.3693 | 62.5356 | ≤5% | ≤1 m | pressure_indicators_2016_2021_all_scenarios.xlsx
2018 | 10 | GIR50_ISW_EF_H | 428 | 512 | 0 | 0 | 1 | 0 | 0 | 0 | 0 | 0 | 0 | 40 | 61.8422 | 64.1124 | ≤5% | ≤1 m | pressure_indicators_2016_2021_all_scenarios.xlsx
2018 | 10 | GIR50_ISW_EF_H | 434 | 522 | 0 | 0 | 1 | 0 | 0 | 0 | 0 | 0 | 0 | 40 | 61.8412 | 64.1444 | ≤5% | ≤1 m | pressure_indicators_2016_2021_all_scenarios.xlsx
2018 | 10 | GIR50_ISW_EF_H | 438 | 501 | 0 | 0 | 1 | 0 | 0 | 0 | 0 | 0 | 0 | 40 | 61.3033 | 63.7052 | ≤5% | ≤1 m | pressure_indicators_2016_2021_all_scenarios.xlsx
2018 | 10 | GIR50_ISW_EF_H | 508 | 525 | 0 | 0 | 1 | 0 | 0 | 0 | 0 | 0 | 0 | 40 | 57.0619 | 61.6267 | ≤5% | ≤1 m | pressure_indicators_2016_2021_all_scenarios.xlsx
2018 | 10 | GIR50_ISW_EF_H | 510 | 527 | 0 | 0 | 1 | 0 | 0 | 0 | 0 | 0 | 0 | 40 | 47.996 | 52.7594 | ≤5% | ≤1 m | pressure_indicators_2016_2021_all_scenarios.xlsx
2018 | 10 | GIR50_ISW_EF_H | 512 | 535 | 0 | 0 | 1 | 0 | 0 | 0 | 0 | 0 | 0 | 40 | 53.8939 | 58.8405 | ≤5% | ≤1 m | pressure_indicators_2016_2021_all_scenarios.xlsx
2018 | 10 | GIR50_ISW_EF_H | 514 | 483 | 0 | 0 | 1 | 0 | 0 | 0 | 0 | 0 | 0 | 40 | 53.4173 | 58.314 | ≤5% | ≤1 m | pressure_indicators_2016_2021_all_scenarios.xlsx
2018 | 10 | GIR50_ISW_EF_H | 516 | 534 | 0 | 0 | 1 | 0 | 0 | 0 | 0 | 0 | 0 | 40 | 51.776 | 56.7155 | ≤5% | ≤1 m | pressure_indicators_2016_2021_all_scenarios.xlsx
2018 | 10 | GIR50_ISW_EF_H | 518 | 531 | 0 | 0 | 1 | 0 | 0 | 0 | 0 | 0 | 0 | 40 | 52.0681 | 57.2581 | ≤5% | ≤1 m | pressure_indicators_2016_2021_all_scenarios.xlsx
2018 | 10 | GIR50_ISW_EF_H | 520 | 525 | 0 | 0 | 1 | 0 | 0 | 0 | 0 | 0 | 0 | 40 | 50.3073 | 55.5373 | ≤5% | ≤1 m | pressure_indicators_2016_2021_all_scenarios.xlsx
2018 | 10 | GIR50_ISW_EF_H | 522 | 522 | 0 | 0 | 1 | 0 | 0 | 0 | 0 | 0 | 0 | 40 | 47.0641 | 52.3018 | ≤5% | ≤1 m | pressure_indicators_2016_2021_all_scenarios.xlsx
2018 | 10 | GIR50_ISW_EF_H | 524 | 511 | 0 | 0 | 1 | 0 | 0 | 0 | 0 | 0 | 0 | 40 | 45.4754 | 50.7833 | ≤5% | ≤1 m | pressure_indicators_2016_2021_all_scenarios.xlsx
2018 | 10 | GIR50_ISW_EF_H | 526 | 499 | 0 | 0 | 1 | 0 | 0 | 0 | 0 | 0 | 0 | 40 | 47.6899 | 53.1757 | ≤5% | ≤1 m | pressure_indicators_2016_2021_all_scenarios.xlsx
2018 | 10 | GIR50_ISW_EF_H | 528 | 534 | 0 | 0 | 1 | 0 | 0 | 0 | 0 | 0 | 0 | 40 | 49.9188 | 55.4008 | ≤5% | ≤1 m | pressure_indicators_2016_2021_all_scenarios.xlsx
2018 | 10 | GIR50_ISW_EF_H | 530 | 547 | 0 | 0 | 1 | 0 | 0 | 0 | 0 | 0 | 0 | 40 | 51.1035 | 56.1213 | ≤5% | ≤1 m | pressure_indicators_2016_2021_all_scenarios.xlsx
2018 | 10 | GIR50_ISW_EF_H | 532 | 520 | 0 | 0 | 1 | 0 | 0 | 0 | 0 | 0 | 0 | 40 | 49.9431 | 55.0441 | ≤5% | ≤1 m | pressure_indicators_2016_2021_all_scenarios.xlsx
2018 | 10 | GIR50_ISW_EF_H | 536 | 523 | 0 | 0 | 1 | 0 | 0 | 0 | 0 | 0 | 0 | 40 | 44.8122 | 50.0476 | ≤5% | ≤1 m | pressure_indicators_2016_2021_all_scenarios.xlsx
2018 | 10 | GIR50_ISW_EF_H | 538 | 532 | 0 | 0 | 1 | 0 | 0 | 0 | 0 | 0 | 0 | 40 | 42.4544 | 47.7602 | ≤5% | ≤1 m | pressure_indicators_2016_2021_all_scenarios.xlsx
2018 | 10 | GIR50_ISW_EF_H | 540 | 515 | 0 | 0 | 1 | 0 | 0 | 0 | 0 | 0 | 0 | 40 | 44.3708 | 49.5588 | ≤5% | ≤1 m | pressure_indicators_2016_2021_all_scenarios.xlsx
2018 | 10 | GIR50_ISW_EF_H | 542 | 540 | 0 | 0 | 1 | 0 | 0 | 0 | 0 | 0 | 0 | 40 | 42.3516 | 47.5687 | ≤5% | ≤1 m | pressure_indicators_2016_2021_all_scenarios.xlsx
2018 | 10 | GIR50_ISW_EF_H | 544 | 520 | 0 | 0 | 1 | 0 | 0 | 0 | 0 | 0 | 0 | 40 | 51.182 | 56.7345 | ≤5% | ≤1 m | pressure_indicators_2016_2021_all_scenarios.xlsx
2018 | 10 | GIR50_ISW_EF_H | 546 | 538 | 0 | 0 | 1 | 0 | 0 | 0 | 0 | 0 | 0 | 40 | 52.2463 | 57.5097 | ≤5% | ≤1 m | pressure_indicators_2016_2021_all_scenarios.xlsx
2018 | 10 | GIR50_ISW_EF_H | 550 | 506 | 0 | 0 | 1 | 0 | 0 | 0 | 0 | 0 | 0 | 40 | 63.5098 | 69.1102 | ≤5% | ≤1 m | pressure_indicators_2016_2021_all_scenarios.xlsx
2018 | 10 | GIR50_ISW_EF_H | 552 | 522 | 0 | 0 | 1 | 0 | 0 | 0 | 0 | 0 | 0 | 40 | 51.6259 | 57.0808 | ≤5% | ≤1 m | pressure_indicators_2016_2021_all_scenarios.xlsx
2018 | 10 | GIR50_ISW_EF_H | 554 | 512 | 0 | 0 | 1 | 0 | 0 | 0 | 0 | 0 | 0 | 40 | 42.7245 | 48.0714 | ≤5% | ≤1 m | pressure_indicators_2016_2021_all_scenarios.xlsx
2018 | 10 | GIR50_ISW_EF_H | 556 | 519 | 0 | 0 | 1 | 0 | 0 | 0 | 0 | 0 | 0 | 40 | 40.5922 | 45.8316 | ≤5% | ≤1 m | pressure_indicators_2016_2021_all_scenarios.xlsx
2018 | 10 | GIR50_ISW_EF_H | 558 | 523 | 466 | 0.89101 | 0.10899 | 2.1244 | 2.3842 | 7.3801 | 0.05311 | 0.059606 | 0.09277 | 40 | 32.6199 | 37.948 | >20% | 1–3 m | pressure_indicators_2016_2021_all_scenarios.xlsx
2018 | 10 | GIR50_ISW_EF_H | 562 | 531 | 0 | 0 | 1 | 0 | 0 | 0 | 0 | 0 | 0 | 40 | 45.0015 | 50.0086 | ≤5% | ≤1 m | pressure_indicators_2016_2021_all_scenarios.xlsx
2018 | 10 | GIR50_ISW_EF_H | 571 | 548 | 0 | 0 | 1 | 0 | 0 | 0 | 0 | 0 | 0 | 40 | 77.6521 | 78.9682 | ≤5% | ≤1 m | pressure_indicators_2016_2021_all_scenarios.xlsx
2018 | 10 | GIR50_ISW_EF_H | 597 | 527 | 0 | 0 | 1 | 0 | 0 | 0 | 0 | 0 | 0 | 40 | 72.8383 | 74.2667 | ≤5% | ≤1 m | pressure_indicators_2016_2021_all_scenarios.xlsx
2018 | 10 | GIR50_ISW_EF_H | 599 | 539 | 0 | 0 | 1 | 0 | 0 | 0 | 0 | 0 | 0 | 40 | 73.2289 | 74.662 | ≤5% | ≤1 m | pressure_indicators_2016_2021_all_scenarios.xlsx
2018 | 10 | GIR50_ISW_EF_H | 603 | 549 | 0 | 0 | 1 | 0 | 0 | 0 | 0 | 0 | 0 | 40 | 46.5695 | 51.833 | ≤5% | ≤1 m | pressure_indicators_2016_2021_all_scenarios.xlsx
2018 | 10 | GIR50_ISW_EF_H | 607 | 546 | 0 | 0 | 1 | 0 | 0 | 0 | 0 | 0 | 0 | 40 | 59.581 | 63.8554 | ≤5% | ≤1 m | pressure_indicators_2016_2021_all_scenarios.xlsx
2018 | 20 | GIR50_ISW_EF_L | 135 | 522 | 0 | 0 | 1 | 0 | 0 | 0 | 0 | 0 | 0 | 40 | 73.5718 | 73.7273 | ≤5% | ≤1 m | pressure_indicators_2016_2021_all_scenarios.xlsx
2018 | 20 | GIR50_ISW_EF_L | 139 | 541 | 0 | 0 | 1 | 0 | 0 | 0 | 0 | 0 | 0 | 40 | 68.633 | 68.9527 | ≤5% | ≤1 m | pressure_indicators_2016_2021_all_scenarios.xlsx
2018 | 20 | GIR50_ISW_EF_L | 165 | 527 | 0 | 0 | 1 | 0 | 0 | 0 | 0 | 0 | 0 | 40 | 82.0035 | 84.9047 | ≤5% | ≤1 m | pressure_indicators_2016_2021_all_scenarios.xlsx
2018 | 20 | GIR50_ISW_EF_L | 169 | 555 | 0 | 0 | 1 | 0 | 0 | 0 | 0 | 0 | 0 | 40 | 81.9468 | 85.2136 | ≤5% | ≤1 m | pressure_indicators_2016_2021_all_scenarios.xlsx
2018 | 20 | GIR50_ISW_EF_L | 173 | 506 | 0 | 0 | 1 | 0 | 0 | 0 | 0 | 0 | 0 | 40 | 79.0865 | 82.4268 | ≤5% | ≤1 m | pressure_indicators_2016_2021_all_scenarios.xlsx
2018 | 20 | GIR50_ISW_EF_L | 181 | 520 | 0 | 0 | 1 | 0 | 0 | 0 | 0 | 0 | 0 | 40 | 77.4451 | 80.4522 | ≤5% | ≤1 m | pressure_indicators_2016_2021_all_scenarios.xlsx
2018 | 20 | GIR50_ISW_EF_L | 189 | 498 | 0 | 0 | 1 | 0 | 0 | 0 | 0 | 0 | 0 | 40 | 70.6171 | 73.6757 | ≤5% | ≤1 m | pressure_indicators_2016_2021_all_scenarios.xlsx
2018 | 20 | GIR50_ISW_EF_L | 193 | 500 | 0 | 0 | 1 | 0 | 0 | 0 | 0 | 0 | 0 | 40 | 65.7966 | 70.2702 | ≤5% | ≤1 m | pressure_indicators_2016_2021_all_scenarios.xlsx
2018 | 20 | GIR50_ISW_EF_L | 211 | 536 | 0 | 0 | 1 | 0 | 0 | 0 | 0 | 0 | 0 | 40 | 52.4723 | 56.8319 | ≤5% | ≤1 m | pressure_indicators_2016_2021_all_scenarios.xlsx
2018 | 20 | GIR50_ISW_EF_L | 220 | 517 | 0 | 0 | 1 | 0 | 0 | 0 | 0 | 0 | 0 | 40 | 60.1176 | 64.5534 | ≤5% | ≤1 m | pressure_indicators_2016_2021_all_scenarios.xlsx
2018 | 20 | GIR50_ISW_EF_L | 224 | 512 | 0 | 0 | 1 | 0 | 0 | 0 | 0 | 0 | 0 | 40 | 63.6566 | 66.7076 | ≤5% | ≤1 m | pressure_indicators_2016_2021_all_scenarios.xlsx
2018 | 20 | GIR50_ISW_EF_L | 228 | 513 | 0 | 0 | 1 | 0 | 0 | 0 | 0 | 0 | 0 | 40 | 68.1404 | 70.9905 | ≤5% | ≤1 m | pressure_indicators_2016_2021_all_scenarios.xlsx
2018 | 20 | GIR50_ISW_EF_L | 232 | 519 | 0 | 0 | 1 | 0 | 0 | 0 | 0 | 0 | 0 | 40 | 82.4967 | 83.2132 | ≤5% | ≤1 m | pressure_indicators_2016_2021_all_scenarios.xlsx
2018 | 20 | GIR50_ISW_EF_L | 234 | 488 | 0 | 0 | 1 | 0 | 0 | 0 | 0 | 0 | 0 | 40 | 54.7969 | 55.6593 | ≤5% | ≤1 m | pressure_indicators_2016_2021_all_scenarios.xlsx
2018 | 20 | GIR50_ISW_EF_L | 238 | 541 | 0 | 0 | 1 | 0 | 0 | 0 | 0 | 0 | 0 | 40 | 67.1114 | 68.1726 | ≤5% | ≤1 m | pressure_indicators_2016_2021_all_scenarios.xlsx
2018 | 20 | GIR50_ISW_EF_L | 248 | 521 | 0 | 0 | 1 | 0 | 0 | 0 | 0 | 0 | 0 | 40 | 68.3204 | 68.8618 | ≤5% | ≤1 m | pressure_indicators_2016_2021_all_scenarios.xlsx
2018 | 20 | GIR50_ISW_EF_L | 253 | 493 | 0 | 0 | 1 | 0 | 0 | 0 | 0 | 0 | 0 | 40 | 75.7646 | 76.4103 | ≤5% | ≤1 m | pressure_indicators_2016_2021_all_scenarios.xlsx
2018 | 20 | GIR50_ISW_EF_L | 266 | 523 | 0 | 0 | 1 | 0 | 0 | 0 | 0 | 0 | 0 | 40 | 78.6841 | 80.1667 | ≤5% | ≤1 m | pressure_indicators_2016_2021_all_scenarios.xlsx
2018 | 20 | GIR50_ISW_EF_L | 274 | 527 | 0 | 0 | 1 | 0 | 0 | 0 | 0 | 0 | 0 | 40 | 78.6148 | 80.4023 | ≤5% | ≤1 m | pressure_indicators_2016_2021_all_scenarios.xlsx
2018 | 20 | GIR50_ISW_EF_L | 282 | 546 | 0 | 0 | 1 | 0 | 0 | 0 | 0 | 0 | 0 | 40 | 80.1535 | 83.5168 | ≤5% | ≤1 m | pressure_indicators_2016_2021_all_scenarios.xlsx
2018 | 20 | GIR50_ISW_EF_L | 286 | 519 | 0 | 0 | 1 | 0 | 0 | 0 | 0 | 0 | 0 | 40 | 79.625 | 81.9755 | ≤5% | ≤1 m | pressure_indicators_2016_2021_all_scenarios.xlsx
2018 | 20 | GIR50_ISW_EF_L | 290 | 536 | 0 | 0 | 1 | 0 | 0 | 0 | 0 | 0 | 0 | 40 | 84.3329 | 86.5284 | ≤5% | ≤1 m | pressure_indicators_2016_2021_all_scenarios.xlsx
2018 | 20 | GIR50_ISW_EF_L | 294 | 525 | 0 | 0 | 1 | 0 | 0 | 0 | 0 | 0 | 0 | 40 | 82.2883 | 84.2748 | ≤5% | ≤1 m | pressure_indicators_2016_2021_all_scenarios.xlsx
2018 | 20 | GIR50_ISW_EF_L | 302 | 491 | 0 | 0 | 1 | 0 | 0 | 0 | 0 | 0 | 0 | 40 | 82.9925 | 84.8195 | ≤5% | ≤1 m | pressure_indicators_2016_2021_all_scenarios.xlsx
2018 | 20 | GIR50_ISW_EF_L | 306 | 542 | 0 | 0 | 1 | 0 | 0 | 0 | 0 | 0 | 0 | 40 | 62.1501 | 64.0742 | ≤5% | ≤1 m | pressure_indicators_2016_2021_all_scenarios.xlsx
2018 | 20 | GIR50_ISW_EF_L | 318 | 513 | 0 | 0 | 1 | 0 | 0 | 0 | 0 | 0 | 0 | 40 | 60.7603 | 63.3393 | ≤5% | ≤1 m | pressure_indicators_2016_2021_all_scenarios.xlsx
2018 | 20 | GIR50_ISW_EF_L | 323 | 525 | 0 | 0 | 1 | 0 | 0 | 0 | 0 | 0 | 0 | 40 | 60.535 | 63.3746 | ≤5% | ≤1 m | pressure_indicators_2016_2021_all_scenarios.xlsx
2018 | 20 | GIR50_ISW_EF_L | 331 | 517 | 0 | 0 | 1 | 0 | 0 | 0 | 0 | 0 | 0 | 40 | 55.2026 | 61.6219 | ≤5% | ≤1 m | pressure_indicators_2016_2021_all_scenarios.xlsx
2018 | 20 | GIR50_ISW_EF_L | 333 | 547 | 0 | 0 | 1 | 0 | 0 | 0 | 0 | 0 | 0 | 40 | 59.4342 | 66.3578 | ≤5% | ≤1 m | pressure_indicators_2016_2021_all_scenarios.xlsx
2018 | 20 | GIR50_ISW_EF_L | 338 | 515 | 0 | 0 | 1 | 0 | 0 | 0 | 0 | 0 | 0 | 40 | 61.7373 | 68.0193 | ≤5% | ≤1 m | pressure_indicators_2016_2021_all_scenarios.xlsx
2018 | 20 | GIR50_ISW_EF_L | 342 | 511 | 0 | 0 | 1 | 0 | 0 | 0 | 0 | 0 | 0 | 40 | 64.6906 | 69.1703 | ≤5% | ≤1 m | pressure_indicators_2016_2021_all_scenarios.xlsx
2018 | 20 | GIR50_ISW_EF_L | 346 | 509 | 0 | 0 | 1 | 0 | 0 | 0 | 0 | 0 | 0 | 40 | 56.3133 | 58.8327 | ≤5% | ≤1 m | pressure_indicators_2016_2021_all_scenarios.xlsx
2018 | 20 | GIR50_ISW_EF_L | 350 | 537 | 288 | 0.53631 | 0.46369 | 10.9634 | 20.4422 | 22.4895 | 0.27408 | 0.51105 | 0.52527 | 40 | 17.5105 | 40.3219 | >20% | >6 m | pressure_indicators_2016_2021_all_scenarios.xlsx
2018 | 20 | GIR50_ISW_EF_L | 364 | 535 | 288 | 0.53832 | 0.46168 | 6.9428 | 12.8972 | 14.9445 | 0.17357 | 0.32243 | 0.33664 | 40 | 25.0555 | 36.4397 | >20% | >6 m | pressure_indicators_2016_2021_all_scenarios.xlsx
2018 | 20 | GIR50_ISW_EF_L | 372 | 539 | 0 | 0 | 1 | 0 | 0 | 0 | 0 | 0 | 0 | 40 | 70.0187 | 71.696 | ≤5% | ≤1 m | pressure_indicators_2016_2021_all_scenarios.xlsx
2018 | 20 | GIR50_ISW_EF_L | 381 | 523 | 0 | 0 | 1 | 0 | 0 | 0 | 0 | 0 | 0 | 40 | 62.0145 | 63.4441 | ≤5% | ≤1 m | pressure_indicators_2016_2021_all_scenarios.xlsx
2018 | 20 | GIR50_ISW_EF_L | 385 | 546 | 0 | 0 | 1 | 0 | 0 | 0 | 0 | 0 | 0 | 40 | 49.291 | 52.2431 | ≤5% | ≤1 m | pressure_indicators_2016_2021_all_scenarios.xlsx
2018 | 20 | GIR50_ISW_EF_L | 389 | 517 | 0 | 0 | 1 | 0 | 0 | 0 | 0 | 0 | 0 | 40 | 50.6701 | 52.4263 | ≤5% | ≤1 m | pressure_indicators_2016_2021_all_scenarios.xlsx
2018 | 20 | GIR50_ISW_EF_L | 393 | 513 | 0 | 0 | 1 | 0 | 0 | 0 | 0 | 0 | 0 | 40 | 50.7299 | 53.0104 | ≤5% | ≤1 m | pressure_indicators_2016_2021_all_scenarios.xlsx
2018 | 20 | GIR50_ISW_EF_L | 397 | 537 | 0 | 0 | 1 | 0 | 0 | 0 | 0 | 0 | 0 | 40 | 64.7767 | 66.3626 | ≤5% | ≤1 m | pressure_indicators_2016_2021_all_scenarios.xlsx
2018 | 20 | GIR50_ISW_EF_L | 401 | 539 | 0 | 0 | 1 | 0 | 0 | 0 | 0 | 0 | 0 | 40 | 72.2382 | 74.0208 | ≤5% | ≤1 m | pressure_indicators_2016_2021_all_scenarios.xlsx
2018 | 20 | GIR50_ISW_EF_L | 405 | 528 | 0 | 0 | 1 | 0 | 0 | 0 | 0 | 0 | 0 | 40 | 63.0778 | 64.9048 | ≤5% | ≤1 m | pressure_indicators_2016_2021_all_scenarios.xlsx
2018 | 20 | GIR50_ISW_EF_L | 409 | 521 | 0 | 0 | 1 | 0 | 0 | 0 | 0 | 0 | 0 | 40 | 64.0389 | 65.8959 | ≤5% | ≤1 m | pressure_indicators_2016_2021_all_scenarios.xlsx
2018 | 20 | GIR50_ISW_EF_L | 414 | 531 | 0 | 0 | 1 | 0 | 0 | 0 | 0 | 0 | 0 | 40 | 49.756 | 52.0734 | ≤5% | ≤1 m | pressure_indicators_2016_2021_all_scenarios.xlsx
2018 | 20 | GIR50_ISW_EF_L | 419 | 504 | 0 | 0 | 1 | 0 | 0 | 0 | 0 | 0 | 0 | 40 | 58.1499 | 60.5733 | ≤5% | ≤1 m | pressure_indicators_2016_2021_all_scenarios.xlsx
2018 | 20 | GIR50_ISW_EF_L | 423 | 515 | 0 | 0 | 1 | 0 | 0 | 0 | 0 | 0 | 0 | 40 | 60.1052 | 62.4961 | ≤5% | ≤1 m | pressure_indicators_2016_2021_all_scenarios.xlsx
2018 | 20 | GIR50_ISW_EF_L | 428 | 555 | 0 | 0 | 1 | 0 | 0 | 0 | 0 | 0 | 0 | 40 | 61.6406 | 64.1087 | ≤5% | ≤1 m | pressure_indicators_2016_2021_all_scenarios.xlsx
2018 | 20 | GIR50_ISW_EF_L | 434 | 522 | 0 | 0 | 1 | 0 | 0 | 0 | 0 | 0 | 0 | 40 | 61.8047 | 64.1563 | ≤5% | ≤1 m | pressure_indicators_2016_2021_all_scenarios.xlsx
2018 | 20 | GIR50_ISW_EF_L | 438 | 533 | 0 | 0 | 1 | 0 | 0 | 0 | 0 | 0 | 0 | 40 | 60.8879 | 63.7167 | ≤5% | ≤1 m | pressure_indicators_2016_2021_all_scenarios.xlsx
2018 | 20 | GIR50_ISW_EF_L | 508 | 520 | 0 | 0 | 1 | 0 | 0 | 0 | 0 | 0 | 0 | 40 | 56.6747 | 61.6217 | ≤5% | ≤1 m | pressure_indicators_2016_2021_all_scenarios.xlsx
2018 | 20 | GIR50_ISW_EF_L | 510 | 518 | 0 | 0 | 1 | 0 | 0 | 0 | 0 | 0 | 0 | 40 | 47.7805 | 52.8097 | ≤5% | ≤1 m | pressure_indicators_2016_2021_all_scenarios.xlsx
2018 | 20 | GIR50_ISW_EF_L | 512 | 513 | 0 | 0 | 1 | 0 | 0 | 0 | 0 | 0 | 0 | 40 | 53.9865 | 58.7879 | ≤5% | ≤1 m | pressure_indicators_2016_2021_all_scenarios.xlsx
2018 | 20 | GIR50_ISW_EF_L | 514 | 514 | 0 | 0 | 1 | 0 | 0 | 0 | 0 | 0 | 0 | 40 | 53.2324 | 58.4512 | ≤5% | ≤1 m | pressure_indicators_2016_2021_all_scenarios.xlsx
2018 | 20 | GIR50_ISW_EF_L | 516 | 512 | 0 | 0 | 1 | 0 | 0 | 0 | 0 | 0 | 0 | 40 | 51.7582 | 56.8736 | ≤5% | ≤1 m | pressure_indicators_2016_2021_all_scenarios.xlsx
2018 | 20 | GIR50_ISW_EF_L | 518 | 527 | 0 | 0 | 1 | 0 | 0 | 0 | 0 | 0 | 0 | 40 | 51.8894 | 57.4471 | ≤5% | ≤1 m | pressure_indicators_2016_2021_all_scenarios.xlsx
2018 | 20 | GIR50_ISW_EF_L | 520 | 527 | 0 | 0 | 1 | 0 | 0 | 0 | 0 | 0 | 0 | 40 | 50.1285 | 55.5738 | ≤5% | ≤1 m | pressure_indicators_2016_2021_all_scenarios.xlsx
2018 | 20 | GIR50_ISW_EF_L | 522 | 497 | 0 | 0 | 1 | 0 | 0 | 0 | 0 | 0 | 0 | 40 | 46.8352 | 52.2611 | ≤5% | ≤1 m | pressure_indicators_2016_2021_all_scenarios.xlsx
2018 | 20 | GIR50_ISW_EF_L | 524 | 515 | 0 | 0 | 1 | 0 | 0 | 0 | 0 | 0 | 0 | 40 | 45.2748 | 50.7922 | ≤5% | ≤1 m | pressure_indicators_2016_2021_all_scenarios.xlsx
2018 | 20 | GIR50_ISW_EF_L | 526 | 511 | 0 | 0 | 1 | 0 | 0 | 0 | 0 | 0 | 0 | 40 | 47.5061 | 53.1259 | ≤5% | ≤1 m | pressure_indicators_2016_2021_all_scenarios.xlsx
2018 | 20 | GIR50_ISW_EF_L | 528 | 544 | 0 | 0 | 1 | 0 | 0 | 0 | 0 | 0 | 0 | 40 | 49.7349 | 55.4905 | ≤5% | ≤1 m | pressure_indicators_2016_2021_all_scenarios.xlsx
2018 | 20 | GIR50_ISW_EF_L | 530 | 546 | 0 | 0 | 1 | 0 | 0 | 0 | 0 | 0 | 0 | 40 | 50.9197 | 56.2304 | ≤5% | ≤1 m | pressure_indicators_2016_2021_all_scenarios.xlsx
2018 | 20 | GIR50_ISW_EF_L | 532 | 530 | 0 | 0 | 1 | 0 | 0 | 0 | 0 | 0 | 0 | 40 | 49.9584 | 55.0962 | ≤5% | ≤1 m | pressure_indicators_2016_2021_all_scenarios.xlsx
2018 | 20 | GIR50_ISW_EF_L | 536 | 533 | 0 | 0 | 1 | 0 | 0 | 0 | 0 | 0 | 0 | 40 | 44.8455 | 50.0023 | ≤5% | ≤1 m | pressure_indicators_2016_2021_all_scenarios.xlsx
2018 | 20 | GIR50_ISW_EF_L | 538 | 516 | 0 | 0 | 1 | 0 | 0 | 0 | 0 | 0 | 0 | 40 | 42.2101 | 47.8101 | ≤5% | ≤1 m | pressure_indicators_2016_2021_all_scenarios.xlsx
2018 | 20 | GIR50_ISW_EF_L | 540 | 524 | 0 | 0 | 1 | 0 | 0 | 0 | 0 | 0 | 0 | 40 | 43.9535 | 49.694 | ≤5% | ≤1 m | pressure_indicators_2016_2021_all_scenarios.xlsx
2018 | 20 | GIR50_ISW_EF_L | 542 | 528 | 0 | 0 | 1 | 0 | 0 | 0 | 0 | 0 | 0 | 40 | 41.9654 | 47.6719 | ≤5% | ≤1 m | pressure_indicators_2016_2021_all_scenarios.xlsx
2018 | 20 | GIR50_ISW_EF_L | 544 | 537 | 0 | 0 | 1 | 0 | 0 | 0 | 0 | 0 | 0 | 40 | 50.9376 | 56.8906 | ≤5% | ≤1 m | pressure_indicators_2016_2021_all_scenarios.xlsx
2018 | 20 | GIR50_ISW_EF_L | 546 | 515 | 0 | 0 | 1 | 0 | 0 | 0 | 0 | 0 | 0 | 40 | 52.002 | 57.5946 | ≤5% | ≤1 m | pressure_indicators_2016_2021_all_scenarios.xlsx
2018 | 20 | GIR50_ISW_EF_L | 550 | 535 | 0 | 0 | 1 | 0 | 0 | 0 | 0 | 0 | 0 | 40 | 63.2763 | 69.1373 | ≤5% | ≤1 m | pressure_indicators_2016_2021_all_scenarios.xlsx
2018 | 20 | GIR50_ISW_EF_L | 552 | 553 | 0 | 0 | 1 | 0 | 0 | 0 | 0 | 0 | 0 | 40 | 51.3924 | 57.232 | ≤5% | ≤1 m | pressure_indicators_2016_2021_all_scenarios.xlsx
2018 | 20 | GIR50_ISW_EF_L | 554 | 501 | 0 | 0 | 1 | 0 | 0 | 0 | 0 | 0 | 0 | 40 | 42.4911 | 48.1884 | ≤5% | ≤1 m | pressure_indicators_2016_2021_all_scenarios.xlsx
2018 | 20 | GIR50_ISW_EF_L | 556 | 540 | 0 | 0 | 1 | 0 | 0 | 0 | 0 | 0 | 0 | 40 | 40.3588 | 45.986 | ≤5% | ≤1 m | pressure_indicators_2016_2021_all_scenarios.xlsx
2018 | 20 | GIR50_ISW_EF_L | 558 | 514 | 449 | 0.87354 | 0.12646 | 2.0508 | 2.3477 | 7.296 | 0.05127 | 0.058693 | 0.086081 | 40 | 32.704 | 38.0249 | >20% | 1–3 m | pressure_indicators_2016_2021_all_scenarios.xlsx
2018 | 20 | GIR50_ISW_EF_L | 562 | 510 | 0 | 0 | 1 | 0 | 0 | 0 | 0 | 0 | 0 | 40 | 44.7595 | 50.1371 | ≤5% | ≤1 m | pressure_indicators_2016_2021_all_scenarios.xlsx
2018 | 20 | GIR50_ISW_EF_L | 571 | 508 | 0 | 0 | 1 | 0 | 0 | 0 | 0 | 0 | 0 | 40 | 77.3621 | 78.9257 | ≤5% | ≤1 m | pressure_indicators_2016_2021_all_scenarios.xlsx
2018 | 20 | GIR50_ISW_EF_L | 597 | 516 | 0 | 0 | 1 | 0 | 0 | 0 | 0 | 0 | 0 | 40 | 72.4024 | 74.2325 | ≤5% | ≤1 m | pressure_indicators_2016_2021_all_scenarios.xlsx
2018 | 20 | GIR50_ISW_EF_L | 599 | 522 | 0 | 0 | 1 | 0 | 0 | 0 | 0 | 0 | 0 | 40 | 72.793 | 74.6169 | ≤5% | ≤1 m | pressure_indicators_2016_2021_all_scenarios.xlsx
2018 | 20 | GIR50_ISW_EF_L | 603 | 504 | 0 | 0 | 1 | 0 | 0 | 0 | 0 | 0 | 0 | 40 | 46.3421 | 51.8814 | ≤5% | ≤1 m | pressure_indicators_2016_2021_all_scenarios.xlsx
2018 | 20 | GIR50_ISW_EF_L | 607 | 520 | 0 | 0 | 1 | 0 | 0 | 0 | 0 | 0 | 0 | 40 | 59.3461 | 63.7477 | ≤5% | ≤1 m | pressure_indicators_2016_2021_all_scenarios.xlsx
2018 | 30 | GIR90_ISW_EF_H | 135 | 514 | 0 | 0 | 1 | 0 | 0 | 0 | 0 | 0 | 0 | 40 | 73.6134 | 73.725 | ≤5% | ≤1 m | pressure_indicators_2016_2021_all_scenarios.xlsx
2018 | 30 | GIR90_ISW_EF_H | 139 | 505 | 0 | 0 | 1 | 0 | 0 | 0 | 0 | 0 | 0 | 40 | 68.7201 | 68.9489 | ≤5% | ≤1 m | pressure_indicators_2016_2021_all_scenarios.xlsx
2018 | 30 | GIR90_ISW_EF_H | 165 | 542 | 0 | 0 | 1 | 0 | 0 | 0 | 0 | 0 | 0 | 40 | 81.919 | 84.9009 | ≤5% | ≤1 m | pressure_indicators_2016_2021_all_scenarios.xlsx
2018 | 30 | GIR90_ISW_EF_H | 169 | 526 | 0 | 0 | 1 | 0 | 0 | 0 | 0 | 0 | 0 | 40 | 81.923 | 85.2011 | ≤5% | ≤1 m | pressure_indicators_2016_2021_all_scenarios.xlsx
2018 | 30 | GIR90_ISW_EF_H | 173 | 491 | 0 | 0 | 1 | 0 | 0 | 0 | 0 | 0 | 0 | 40 | 79.1354 | 82.4443 | ≤5% | ≤1 m | pressure_indicators_2016_2021_all_scenarios.xlsx
2018 | 30 | GIR90_ISW_EF_H | 181 | 515 | 0 | 0 | 1 | 0 | 0 | 0 | 0 | 0 | 0 | 40 | 77.4269 | 80.3384 | ≤5% | ≤1 m | pressure_indicators_2016_2021_all_scenarios.xlsx
2018 | 30 | GIR90_ISW_EF_H | 189 | 507 | 0 | 0 | 1 | 0 | 0 | 0 | 0 | 0 | 0 | 40 | 71.0525 | 73.6325 | ≤5% | ≤1 m | pressure_indicators_2016_2021_all_scenarios.xlsx
2018 | 30 | GIR90_ISW_EF_H | 193 | 508 | 0 | 0 | 1 | 0 | 0 | 0 | 0 | 0 | 0 | 40 | 66.0947 | 70.2037 | ≤5% | ≤1 m | pressure_indicators_2016_2021_all_scenarios.xlsx
2018 | 30 | GIR90_ISW_EF_H | 211 | 510 | 0 | 0 | 1 | 0 | 0 | 0 | 0 | 0 | 0 | 40 | 52.4642 | 56.747 | ≤5% | ≤1 m | pressure_indicators_2016_2021_all_scenarios.xlsx
2018 | 30 | GIR90_ISW_EF_H | 220 | 497 | 0 | 0 | 1 | 0 | 0 | 0 | 0 | 0 | 0 | 40 | 60.1095 | 64.4636 | ≤5% | ≤1 m | pressure_indicators_2016_2021_all_scenarios.xlsx
2018 | 30 | GIR90_ISW_EF_H | 224 | 529 | 0 | 0 | 1 | 0 | 0 | 0 | 0 | 0 | 0 | 40 | 63.6485 | 66.7674 | ≤5% | ≤1 m | pressure_indicators_2016_2021_all_scenarios.xlsx
2018 | 30 | GIR90_ISW_EF_H | 228 | 569 | 0 | 0 | 1 | 0 | 0 | 0 | 0 | 0 | 0 | 40 | 68.1323 | 71.0427 | ≤5% | ≤1 m | pressure_indicators_2016_2021_all_scenarios.xlsx
2018 | 30 | GIR90_ISW_EF_H | 232 | 528 | 0 | 0 | 1 | 0 | 0 | 0 | 0 | 0 | 0 | 40 | 82.4886 | 83.1979 | ≤5% | ≤1 m | pressure_indicators_2016_2021_all_scenarios.xlsx
2018 | 30 | GIR90_ISW_EF_H | 234 | 524 | 0 | 0 | 1 | 0 | 0 | 0 | 0 | 0 | 0 | 40 | 54.7888 | 55.6767 | ≤5% | ≤1 m | pressure_indicators_2016_2021_all_scenarios.xlsx
2018 | 30 | GIR90_ISW_EF_H | 238 | 537 | 0 | 0 | 1 | 0 | 0 | 0 | 0 | 0 | 0 | 40 | 67.1033 | 68.1554 | ≤5% | ≤1 m | pressure_indicators_2016_2021_all_scenarios.xlsx
2018 | 30 | GIR90_ISW_EF_H | 248 | 489 | 0 | 0 | 1 | 0 | 0 | 0 | 0 | 0 | 0 | 40 | 68.4398 | 68.8587 | ≤5% | ≤1 m | pressure_indicators_2016_2021_all_scenarios.xlsx
2018 | 30 | GIR90_ISW_EF_H | 253 | 526 | 0 | 0 | 1 | 0 | 0 | 0 | 0 | 0 | 0 | 40 | 75.8593 | 76.4046 | ≤5% | ≤1 m | pressure_indicators_2016_2021_all_scenarios.xlsx
2018 | 30 | GIR90_ISW_EF_H | 266 | 545 | 0 | 0 | 1 | 0 | 0 | 0 | 0 | 0 | 0 | 40 | 79.0633 | 80.1633 | ≤5% | ≤1 m | pressure_indicators_2016_2021_all_scenarios.xlsx
2018 | 30 | GIR90_ISW_EF_H | 274 | 532 | 0 | 0 | 1 | 0 | 0 | 0 | 0 | 0 | 0 | 40 | 79.0833 | 80.3779 | ≤5% | ≤1 m | pressure_indicators_2016_2021_all_scenarios.xlsx
2018 | 30 | GIR90_ISW_EF_H | 282 | 525 | 0 | 0 | 1 | 0 | 0 | 0 | 0 | 0 | 0 | 40 | 80.0722 | 83.4737 | ≤5% | ≤1 m | pressure_indicators_2016_2021_all_scenarios.xlsx
2018 | 30 | GIR90_ISW_EF_H | 286 | 528 | 0 | 0 | 1 | 0 | 0 | 0 | 0 | 0 | 0 | 40 | 79.5437 | 81.9708 | ≤5% | ≤1 m | pressure_indicators_2016_2021_all_scenarios.xlsx
2018 | 30 | GIR90_ISW_EF_H | 290 | 527 | 0 | 0 | 1 | 0 | 0 | 0 | 0 | 0 | 0 | 40 | 84.3825 | 86.5146 | ≤5% | ≤1 m | pressure_indicators_2016_2021_all_scenarios.xlsx
2018 | 30 | GIR90_ISW_EF_H | 294 | 502 | 0 | 0 | 1 | 0 | 0 | 0 | 0 | 0 | 0 | 40 | 82.6368 | 84.2128 | ≤5% | ≤1 m | pressure_indicators_2016_2021_all_scenarios.xlsx
2018 | 30 | GIR90_ISW_EF_H | 302 | 532 | 0 | 0 | 1 | 0 | 0 | 0 | 0 | 0 | 0 | 40 | 83.461 | 84.7956 | ≤5% | ≤1 m | pressure_indicators_2016_2021_all_scenarios.xlsx
2018 | 30 | GIR90_ISW_EF_H | 306 | 518 | 0 | 0 | 1 | 0 | 0 | 0 | 0 | 0 | 0 | 40 | 62.6186 | 64.0313 | ≤5% | ≤1 m | pressure_indicators_2016_2021_all_scenarios.xlsx
2018 | 30 | GIR90_ISW_EF_H | 318 | 540 | 0 | 0 | 1 | 0 | 0 | 0 | 0 | 0 | 0 | 40 | 60.8414 | 63.3556 | ≤5% | ≤1 m | pressure_indicators_2016_2021_all_scenarios.xlsx
2018 | 30 | GIR90_ISW_EF_H | 323 | 529 | 0 | 0 | 1 | 0 | 0 | 0 | 0 | 0 | 0 | 40 | 60.616 | 63.3609 | ≤5% | ≤1 m | pressure_indicators_2016_2021_all_scenarios.xlsx
2018 | 30 | GIR90_ISW_EF_H | 331 | 536 | 0 | 0 | 1 | 0 | 0 | 0 | 0 | 0 | 0 | 40 | 55.5007 | 61.5615 | ≤5% | ≤1 m | pressure_indicators_2016_2021_all_scenarios.xlsx
2018 | 30 | GIR90_ISW_EF_H | 333 | 517 | 0 | 0 | 1 | 0 | 0 | 0 | 0 | 0 | 0 | 40 | 59.7323 | 66.2071 | ≤5% | ≤1 m | pressure_indicators_2016_2021_all_scenarios.xlsx
2018 | 30 | GIR90_ISW_EF_H | 338 | 535 | 0 | 0 | 1 | 0 | 0 | 0 | 0 | 0 | 0 | 40 | 62.0354 | 68.0109 | ≤5% | ≤1 m | pressure_indicators_2016_2021_all_scenarios.xlsx
2018 | 30 | GIR90_ISW_EF_H | 342 | 508 | 0 | 0 | 1 | 0 | 0 | 0 | 0 | 0 | 0 | 40 | 64.9887 | 69.1104 | ≤5% | ≤1 m | pressure_indicators_2016_2021_all_scenarios.xlsx
2018 | 30 | GIR90_ISW_EF_H | 346 | 536 | 0 | 0 | 1 | 0 | 0 | 0 | 0 | 0 | 0 | 40 | 56.482 | 58.7942 | ≤5% | ≤1 m | pressure_indicators_2016_2021_all_scenarios.xlsx
2018 | 30 | GIR90_ISW_EF_H | 350 | 515 | 261 | 0.5068 | 0.4932 | 10.3692 | 20.4603 | 22.2342 | 0.25923 | 0.51151 | 0.52458 | 40 | 17.7658 | 41.6421 | >20% | >6 m | pressure_indicators_2016_2021_all_scenarios.xlsx
2018 | 30 | GIR90_ISW_EF_H | 364 | 524 | 261 | 0.49809 | 0.50191 | 6.433 | 12.9153 | 14.6893 | 0.16083 | 0.32288 | 0.33596 | 40 | 25.3107 | 37.2235 | >20% | >6 m | pressure_indicators_2016_2021_all_scenarios.xlsx
2018 | 30 | GIR90_ISW_EF_H | 372 | 521 | 0 | 0 | 1 | 0 | 0 | 0 | 0 | 0 | 0 | 40 | 70.3414 | 71.6913 | ≤5% | ≤1 m | pressure_indicators_2016_2021_all_scenarios.xlsx
2018 | 30 | GIR90_ISW_EF_H | 381 | 516 | 0 | 0 | 1 | 0 | 0 | 0 | 0 | 0 | 0 | 40 | 62.4404 | 63.4253 | ≤5% | ≤1 m | pressure_indicators_2016_2021_all_scenarios.xlsx
2018 | 30 | GIR90_ISW_EF_H | 385 | 526 | 0 | 0 | 1 | 0 | 0 | 0 | 0 | 0 | 0 | 40 | 49.7818 | 52.0482 | ≤5% | ≤1 m | pressure_indicators_2016_2021_all_scenarios.xlsx
2018 | 30 | GIR90_ISW_EF_H | 389 | 555 | 0 | 0 | 1 | 0 | 0 | 0 | 0 | 0 | 0 | 40 | 51.1609 | 52.426 | ≤5% | ≤1 m | pressure_indicators_2016_2021_all_scenarios.xlsx
2018 | 30 | GIR90_ISW_EF_H | 393 | 524 | 0 | 0 | 1 | 0 | 0 | 0 | 0 | 0 | 0 | 40 | 51.157 | 52.9572 | ≤5% | ≤1 m | pressure_indicators_2016_2021_all_scenarios.xlsx
2018 | 30 | GIR90_ISW_EF_H | 397 | 519 | 0 | 0 | 1 | 0 | 0 | 0 | 0 | 0 | 0 | 40 | 64.8581 | 66.347 | ≤5% | ≤1 m | pressure_indicators_2016_2021_all_scenarios.xlsx
2018 | 30 | GIR90_ISW_EF_H | 401 | 507 | 0 | 0 | 1 | 0 | 0 | 0 | 0 | 0 | 0 | 40 | 72.549 | 74.0075 | ≤5% | ≤1 m | pressure_indicators_2016_2021_all_scenarios.xlsx
2018 | 30 | GIR90_ISW_EF_H | 405 | 525 | 0 | 0 | 1 | 0 | 0 | 0 | 0 | 0 | 0 | 40 | 63.2575 | 64.8677 | ≤5% | ≤1 m | pressure_indicators_2016_2021_all_scenarios.xlsx
2018 | 30 | GIR90_ISW_EF_H | 409 | 522 | 0 | 0 | 1 | 0 | 0 | 0 | 0 | 0 | 0 | 40 | 64.1953 | 65.8639 | ≤5% | ≤1 m | pressure_indicators_2016_2021_all_scenarios.xlsx
2018 | 30 | GIR90_ISW_EF_H | 414 | 522 | 0 | 0 | 1 | 0 | 0 | 0 | 0 | 0 | 0 | 40 | 49.9972 | 52.0864 | ≤5% | ≤1 m | pressure_indicators_2016_2021_all_scenarios.xlsx
2018 | 30 | GIR90_ISW_EF_H | 419 | 524 | 0 | 0 | 1 | 0 | 0 | 0 | 0 | 0 | 0 | 40 | 58.3716 | 60.5476 | ≤5% | ≤1 m | pressure_indicators_2016_2021_all_scenarios.xlsx
2018 | 30 | GIR90_ISW_EF_H | 423 | 546 | 0 | 0 | 1 | 0 | 0 | 0 | 0 | 0 | 0 | 40 | 60.479 | 62.4857 | ≤5% | ≤1 m | pressure_indicators_2016_2021_all_scenarios.xlsx
2018 | 30 | GIR90_ISW_EF_H | 428 | 535 | 0 | 0 | 1 | 0 | 0 | 0 | 0 | 0 | 0 | 40 | 61.8025 | 64.0758 | ≤5% | ≤1 m | pressure_indicators_2016_2021_all_scenarios.xlsx
2018 | 30 | GIR90_ISW_EF_H | 434 | 505 | 0 | 0 | 1 | 0 | 0 | 0 | 0 | 0 | 0 | 40 | 61.8061 | 64.1101 | ≤5% | ≤1 m | pressure_indicators_2016_2021_all_scenarios.xlsx
2018 | 30 | GIR90_ISW_EF_H | 438 | 528 | 0 | 0 | 1 | 0 | 0 | 0 | 0 | 0 | 0 | 40 | 61.0566 | 63.6357 | ≤5% | ≤1 m | pressure_indicators_2016_2021_all_scenarios.xlsx
2018 | 30 | GIR90_ISW_EF_H | 508 | 480 | 0 | 0 | 1 | 0 | 0 | 0 | 0 | 0 | 0 | 40 | 57.0645 | 61.538 | ≤5% | ≤1 m | pressure_indicators_2016_2021_all_scenarios.xlsx
2018 | 30 | GIR90_ISW_EF_H | 510 | 529 | 0 | 0 | 1 | 0 | 0 | 0 | 0 | 0 | 0 | 40 | 48.2153 | 52.694 | ≤5% | ≤1 m | pressure_indicators_2016_2021_all_scenarios.xlsx
2018 | 30 | GIR90_ISW_EF_H | 512 | 506 | 0 | 0 | 1 | 0 | 0 | 0 | 0 | 0 | 0 | 40 | 54.1928 | 58.775 | ≤5% | ≤1 m | pressure_indicators_2016_2021_all_scenarios.xlsx
2018 | 30 | GIR90_ISW_EF_H | 514 | 496 | 0 | 0 | 1 | 0 | 0 | 0 | 0 | 0 | 0 | 40 | 54.1024 | 58.3489 | ≤5% | ≤1 m | pressure_indicators_2016_2021_all_scenarios.xlsx
2018 | 30 | GIR90_ISW_EF_H | 516 | 520 | 0 | 0 | 1 | 0 | 0 | 0 | 0 | 0 | 0 | 40 | 52.1865 | 56.8668 | ≤5% | ≤1 m | pressure_indicators_2016_2021_all_scenarios.xlsx
2018 | 30 | GIR90_ISW_EF_H | 518 | 560 | 0 | 0 | 1 | 0 | 0 | 0 | 0 | 0 | 0 | 40 | 52.7036 | 57.3269 | ≤5% | ≤1 m | pressure_indicators_2016_2021_all_scenarios.xlsx
2018 | 30 | GIR90_ISW_EF_H | 520 | 544 | 0 | 0 | 1 | 0 | 0 | 0 | 0 | 0 | 0 | 40 | 50.858 | 55.5704 | ≤5% | ≤1 m | pressure_indicators_2016_2021_all_scenarios.xlsx
2018 | 30 | GIR90_ISW_EF_H | 522 | 534 | 0 | 0 | 1 | 0 | 0 | 0 | 0 | 0 | 0 | 40 | 47.4765 | 52.2538 | ≤5% | ≤1 m | pressure_indicators_2016_2021_all_scenarios.xlsx
2018 | 30 | GIR90_ISW_EF_H | 524 | 519 | 0 | 0 | 1 | 0 | 0 | 0 | 0 | 0 | 0 | 40 | 45.8879 | 50.754 | ≤5% | ≤1 m | pressure_indicators_2016_2021_all_scenarios.xlsx
2018 | 30 | GIR90_ISW_EF_H | 526 | 496 | 0 | 0 | 1 | 0 | 0 | 0 | 0 | 0 | 0 | 40 | 48.1191 | 53.138 | ≤5% | ≤1 m | pressure_indicators_2016_2021_all_scenarios.xlsx
2018 | 30 | GIR90_ISW_EF_H | 528 | 535 | 0 | 0 | 1 | 0 | 0 | 0 | 0 | 0 | 0 | 40 | 50.348 | 55.4376 | ≤5% | ≤1 m | pressure_indicators_2016_2021_all_scenarios.xlsx
2018 | 30 | GIR90_ISW_EF_H | 530 | 516 | 0 | 0 | 1 | 0 | 0 | 0 | 0 | 0 | 0 | 40 | 51.5328 | 56.1861 | ≤5% | ≤1 m | pressure_indicators_2016_2021_all_scenarios.xlsx
2018 | 30 | GIR90_ISW_EF_H | 532 | 497 | 0 | 0 | 1 | 0 | 0 | 0 | 0 | 0 | 0 | 40 | 50.4737 | 55.133 | ≤5% | ≤1 m | pressure_indicators_2016_2021_all_scenarios.xlsx
2018 | 30 | GIR90_ISW_EF_H | 536 | 514 | 0 | 0 | 1 | 0 | 0 | 0 | 0 | 0 | 0 | 40 | 45.4281 | 50.0346 | ≤5% | ≤1 m | pressure_indicators_2016_2021_all_scenarios.xlsx
2018 | 30 | GIR90_ISW_EF_H | 538 | 519 | 0 | 0 | 1 | 0 | 0 | 0 | 0 | 0 | 0 | 40 | 43.4085 | 47.7705 | ≤5% | ≤1 m | pressure_indicators_2016_2021_all_scenarios.xlsx
2018 | 30 | GIR90_ISW_EF_H | 540 | 501 | 0 | 0 | 1 | 0 | 0 | 0 | 0 | 0 | 0 | 40 | 44.868 | 49.6166 | ≤5% | ≤1 m | pressure_indicators_2016_2021_all_scenarios.xlsx
2018 | 30 | GIR90_ISW_EF_H | 542 | 542 | 0 | 0 | 1 | 0 | 0 | 0 | 0 | 0 | 0 | 40 | 42.88 | 47.6494 | ≤5% | ≤1 m | pressure_indicators_2016_2021_all_scenarios.xlsx
2018 | 30 | GIR90_ISW_EF_H | 544 | 516 | 0 | 0 | 1 | 0 | 0 | 0 | 0 | 0 | 0 | 40 | 52.045 | 56.7433 | ≤5% | ≤1 m | pressure_indicators_2016_2021_all_scenarios.xlsx
2018 | 30 | GIR90_ISW_EF_H | 546 | 530 | 0 | 0 | 1 | 0 | 0 | 0 | 0 | 0 | 0 | 40 | 53.1094 | 57.5855 | ≤5% | ≤1 m | pressure_indicators_2016_2021_all_scenarios.xlsx
2018 | 30 | GIR90_ISW_EF_H | 550 | 536 | 0 | 0 | 1 | 0 | 0 | 0 | 0 | 0 | 0 | 40 | 64.4082 | 69.1128 | ≤5% | ≤1 m | pressure_indicators_2016_2021_all_scenarios.xlsx
2018 | 30 | GIR90_ISW_EF_H | 552 | 541 | 0 | 0 | 1 | 0 | 0 | 0 | 0 | 0 | 0 | 40 | 52.5243 | 57.1468 | ≤5% | ≤1 m | pressure_indicators_2016_2021_all_scenarios.xlsx
2018 | 30 | GIR90_ISW_EF_H | 554 | 539 | 0 | 0 | 1 | 0 | 0 | 0 | 0 | 0 | 0 | 40 | 43.5924 | 48.0667 | ≤5% | ≤1 m | pressure_indicators_2016_2021_all_scenarios.xlsx
2018 | 30 | GIR90_ISW_EF_H | 556 | 533 | 0 | 0 | 1 | 0 | 0 | 0 | 0 | 0 | 0 | 40 | 41.3423 | 45.9063 | ≤5% | ≤1 m | pressure_indicators_2016_2021_all_scenarios.xlsx
2018 | 30 | GIR90_ISW_EF_H | 558 | 505 | 438 | 0.86733 | 0.13267 | 2.1239 | 2.4488 | 6.4817 | 0.053098 | 0.06122 | 0.092024 | 40 | 33.5183 | 37.9562 | >20% | 1–3 m | pressure_indicators_2016_2021_all_scenarios.xlsx
2018 | 30 | GIR90_ISW_EF_H | 562 | 528 | 0 | 0 | 1 | 0 | 0 | 0 | 0 | 0 | 0 | 40 | 45.6793 | 50.0216 | ≤5% | ≤1 m | pressure_indicators_2016_2021_all_scenarios.xlsx
2018 | 30 | GIR90_ISW_EF_H | 571 | 517 | 0 | 0 | 1 | 0 | 0 | 0 | 0 | 0 | 0 | 40 | 77.8173 | 78.9395 | ≤5% | ≤1 m | pressure_indicators_2016_2021_all_scenarios.xlsx
2018 | 30 | GIR90_ISW_EF_H | 597 | 522 | 0 | 0 | 1 | 0 | 0 | 0 | 0 | 0 | 0 | 40 | 72.6799 | 74.2291 | ≤5% | ≤1 m | pressure_indicators_2016_2021_all_scenarios.xlsx
2018 | 30 | GIR90_ISW_EF_H | 599 | 532 | 0 | 0 | 1 | 0 | 0 | 0 | 0 | 0 | 0 | 40 | 73.0705 | 74.6116 | ≤5% | ≤1 m | pressure_indicators_2016_2021_all_scenarios.xlsx
2018 | 30 | GIR90_ISW_EF_H | 603 | 516 | 0 | 0 | 1 | 0 | 0 | 0 | 0 | 0 | 0 | 40 | 47.4477 | 51.8159 | ≤5% | ≤1 m | pressure_indicators_2016_2021_all_scenarios.xlsx
2018 | 30 | GIR90_ISW_EF_H | 607 | 536 | 0 | 0 | 1 | 0 | 0 | 0 | 0 | 0 | 0 | 40 | 59.7359 | 63.795 | ≤5% | ≤1 m | pressure_indicators_2016_2021_all_scenarios.xlsx
2018 | 40 | GIR90_ISW_EF_L | 135 | 521 | 0 | 0 | 1 | 0 | 0 | 0 | 0 | 0 | 0 | 40 | 73.5998 | 73.727 | ≤5% | ≤1 m | pressure_indicators_2016_2021_all_scenarios.xlsx
2018 | 40 | GIR90_ISW_EF_L | 139 | 530 | 0 | 0 | 1 | 0 | 0 | 0 | 0 | 0 | 0 | 40 | 68.6888 | 68.9533 | ≤5% | ≤1 m | pressure_indicators_2016_2021_all_scenarios.xlsx
2018 | 40 | GIR90_ISW_EF_L | 165 | 506 | 0 | 0 | 1 | 0 | 0 | 0 | 0 | 0 | 0 | 40 | 81.6896 | 84.9152 | ≤5% | ≤1 m | pressure_indicators_2016_2021_all_scenarios.xlsx
2018 | 40 | GIR90_ISW_EF_L | 169 | 509 | 0 | 0 | 1 | 0 | 0 | 0 | 0 | 0 | 0 | 40 | 81.6318 | 85.2294 | ≤5% | ≤1 m | pressure_indicators_2016_2021_all_scenarios.xlsx
2018 | 40 | GIR90_ISW_EF_L | 173 | 531 | 0 | 0 | 1 | 0 | 0 | 0 | 0 | 0 | 0 | 40 | 78.8586 | 82.4878 | ≤5% | ≤1 m | pressure_indicators_2016_2021_all_scenarios.xlsx
2018 | 40 | GIR90_ISW_EF_L | 181 | 529 | 0 | 0 | 1 | 0 | 0 | 0 | 0 | 0 | 0 | 40 | 77.1112 | 80.4711 | ≤5% | ≤1 m | pressure_indicators_2016_2021_all_scenarios.xlsx
2018 | 40 | GIR90_ISW_EF_L | 189 | 561 | 0 | 0 | 1 | 0 | 0 | 0 | 0 | 0 | 0 | 40 | 70.309 | 73.7095 | ≤5% | ≤1 m | pressure_indicators_2016_2021_all_scenarios.xlsx
2018 | 40 | GIR90_ISW_EF_L | 193 | 496 | 0 | 0 | 1 | 0 | 0 | 0 | 0 | 0 | 0 | 40 | 66.6861 | 70.2093 | ≤5% | ≤1 m | pressure_indicators_2016_2021_all_scenarios.xlsx
2018 | 40 | GIR90_ISW_EF_L | 211 | 539 | 0 | 0 | 1 | 0 | 0 | 0 | 0 | 0 | 0 | 40 | 52.442 | 56.4464 | ≤5% | ≤1 m | pressure_indicators_2016_2021_all_scenarios.xlsx
2018 | 40 | GIR90_ISW_EF_L | 220 | 542 | 0 | 0 | 1 | 0 | 0 | 0 | 0 | 0 | 0 | 40 | 60.0873 | 64.285 | ≤5% | ≤1 m | pressure_indicators_2016_2021_all_scenarios.xlsx
2018 | 40 | GIR90_ISW_EF_L | 224 | 534 | 0 | 0 | 1 | 0 | 0 | 0 | 0 | 0 | 0 | 40 | 63.6263 | 66.6168 | ≤5% | ≤1 m | pressure_indicators_2016_2021_all_scenarios.xlsx
2018 | 40 | GIR90_ISW_EF_L | 228 | 533 | 0 | 0 | 1 | 0 | 0 | 0 | 0 | 0 | 0 | 40 | 68.1101 | 70.975 | ≤5% | ≤1 m | pressure_indicators_2016_2021_all_scenarios.xlsx
2018 | 40 | GIR90_ISW_EF_L | 232 | 524 | 0 | 0 | 1 | 0 | 0 | 0 | 0 | 0 | 0 | 40 | 82.4664 | 83.19 | ≤5% | ≤1 m | pressure_indicators_2016_2021_all_scenarios.xlsx
2018 | 40 | GIR90_ISW_EF_L | 234 | 512 | 0 | 0 | 1 | 0 | 0 | 0 | 0 | 0 | 0 | 40 | 54.7666 | 55.6821 | ≤5% | ≤1 m | pressure_indicators_2016_2021_all_scenarios.xlsx
2018 | 40 | GIR90_ISW_EF_L | 238 | 511 | 0 | 0 | 1 | 0 | 0 | 0 | 0 | 0 | 0 | 40 | 67.0811 | 68.1469 | ≤5% | ≤1 m | pressure_indicators_2016_2021_all_scenarios.xlsx
2018 | 40 | GIR90_ISW_EF_L | 248 | 522 | 0 | 0 | 1 | 0 | 0 | 0 | 0 | 0 | 0 | 40 | 68.4169 | 68.8609 | ≤5% | ≤1 m | pressure_indicators_2016_2021_all_scenarios.xlsx
2018 | 40 | GIR90_ISW_EF_L | 253 | 534 | 0 | 0 | 1 | 0 | 0 | 0 | 0 | 0 | 0 | 40 | 75.8331 | 76.4147 | ≤5% | ≤1 m | pressure_indicators_2016_2021_all_scenarios.xlsx
2018 | 40 | GIR90_ISW_EF_L | 266 | 559 | 0 | 0 | 1 | 0 | 0 | 0 | 0 | 0 | 0 | 40 | 78.921 | 80.1928 | ≤5% | ≤1 m | pressure_indicators_2016_2021_all_scenarios.xlsx
2018 | 40 | GIR90_ISW_EF_L | 274 | 529 | 0 | 0 | 1 | 0 | 0 | 0 | 0 | 0 | 0 | 40 | 78.9505 | 80.4152 | ≤5% | ≤1 m | pressure_indicators_2016_2021_all_scenarios.xlsx
2018 | 40 | GIR90_ISW_EF_L | 282 | 488 | 0 | 0 | 1 | 0 | 0 | 0 | 0 | 0 | 0 | 40 | 79.9301 | 83.5056 | ≤5% | ≤1 m | pressure_indicators_2016_2021_all_scenarios.xlsx
2018 | 40 | GIR90_ISW_EF_L | 286 | 509 | 0 | 0 | 1 | 0 | 0 | 0 | 0 | 0 | 0 | 40 | 79.4016 | 82.0715 | ≤5% | ≤1 m | pressure_indicators_2016_2021_all_scenarios.xlsx
2018 | 40 | GIR90_ISW_EF_L | 290 | 511 | 0 | 0 | 1 | 0 | 0 | 0 | 0 | 0 | 0 | 40 | 84.2404 | 86.5655 | ≤5% | ≤1 m | pressure_indicators_2016_2021_all_scenarios.xlsx
2018 | 40 | GIR90_ISW_EF_L | 294 | 516 | 0 | 0 | 1 | 0 | 0 | 0 | 0 | 0 | 0 | 40 | 82.4947 | 84.2479 | ≤5% | ≤1 m | pressure_indicators_2016_2021_all_scenarios.xlsx
2018 | 40 | GIR90_ISW_EF_L | 302 | 520 | 0 | 0 | 1 | 0 | 0 | 0 | 0 | 0 | 0 | 40 | 83.3282 | 84.816 | ≤5% | ≤1 m | pressure_indicators_2016_2021_all_scenarios.xlsx
2018 | 40 | GIR90_ISW_EF_L | 306 | 513 | 0 | 0 | 1 | 0 | 0 | 0 | 0 | 0 | 0 | 40 | 62.4858 | 64.0969 | ≤5% | ≤1 m | pressure_indicators_2016_2021_all_scenarios.xlsx
2018 | 40 | GIR90_ISW_EF_L | 318 | 498 | 0 | 0 | 1 | 0 | 0 | 0 | 0 | 0 | 0 | 40 | 60.5835 | 63.3601 | ≤5% | ≤1 m | pressure_indicators_2016_2021_all_scenarios.xlsx
2018 | 40 | GIR90_ISW_EF_L | 323 | 519 | 0 | 0 | 1 | 0 | 0 | 0 | 0 | 0 | 0 | 40 | 60.3577 | 63.4654 | ≤5% | ≤1 m | pressure_indicators_2016_2021_all_scenarios.xlsx
2018 | 40 | GIR90_ISW_EF_L | 331 | 537 | 0 | 0 | 1 | 0 | 0 | 0 | 0 | 0 | 0 | 40 | 56.0921 | 61.6578 | ≤5% | ≤1 m | pressure_indicators_2016_2021_all_scenarios.xlsx
2018 | 40 | GIR90_ISW_EF_L | 333 | 518 | 0 | 0 | 1 | 0 | 0 | 0 | 0 | 0 | 0 | 40 | 60.3237 | 66.3563 | ≤5% | ≤1 m | pressure_indicators_2016_2021_all_scenarios.xlsx
2018 | 40 | GIR90_ISW_EF_L | 338 | 525 | 0 | 0 | 1 | 0 | 0 | 0 | 0 | 0 | 0 | 40 | 62.6268 | 68.0023 | ≤5% | ≤1 m | pressure_indicators_2016_2021_all_scenarios.xlsx
2018 | 40 | GIR90_ISW_EF_L | 342 | 530 | 0 | 0 | 1 | 0 | 0 | 0 | 0 | 0 | 0 | 40 | 65.5802 | 69.1269 | ≤5% | ≤1 m | pressure_indicators_2016_2021_all_scenarios.xlsx
2018 | 40 | GIR90_ISW_EF_L | 346 | 541 | 0 | 0 | 1 | 0 | 0 | 0 | 0 | 0 | 0 | 40 | 56.4758 | 58.9128 | ≤5% | ≤1 m | pressure_indicators_2016_2021_all_scenarios.xlsx
2018 | 40 | GIR90_ISW_EF_L | 350 | 480 | 262 | 0.54583 | 0.45417 | 11.1377 | 20.405 | 22.2377 | 0.27844 | 0.51013 | 0.52364 | 40 | 17.7623 | 39.9316 | >20% | >6 m | pressure_indicators_2016_2021_all_scenarios.xlsx
2018 | 40 | GIR90_ISW_EF_L | 364 | 518 | 262 | 0.50579 | 0.49421 | 6.5045 | 12.8601 | 14.6928 | 0.16261 | 0.3215 | 0.33501 | 40 | 25.3072 | 37.1189 | >20% | >6 m | pressure_indicators_2016_2021_all_scenarios.xlsx
2018 | 40 | GIR90_ISW_EF_L | 372 | 517 | 0 | 0 | 1 | 0 | 0 | 0 | 0 | 0 | 0 | 40 | 70.2773 | 71.7325 | ≤5% | ≤1 m | pressure_indicators_2016_2021_all_scenarios.xlsx
2018 | 40 | GIR90_ISW_EF_L | 381 | 516 | 0 | 0 | 1 | 0 | 0 | 0 | 0 | 0 | 0 | 40 | 62.3312 | 63.4756 | ≤5% | ≤1 m | pressure_indicators_2016_2021_all_scenarios.xlsx
2018 | 40 | GIR90_ISW_EF_L | 385 | 523 | 0 | 0 | 1 | 0 | 0 | 0 | 0 | 0 | 0 | 40 | 49.7398 | 52.325 | ≤5% | ≤1 m | pressure_indicators_2016_2021_all_scenarios.xlsx
2018 | 40 | GIR90_ISW_EF_L | 389 | 509 | 0 | 0 | 1 | 0 | 0 | 0 | 0 | 0 | 0 | 40 | 51.1189 | 52.4723 | ≤5% | ≤1 m | pressure_indicators_2016_2021_all_scenarios.xlsx
2018 | 40 | GIR90_ISW_EF_L | 393 | 515 | 0 | 0 | 1 | 0 | 0 | 0 | 0 | 0 | 0 | 40 | 50.9841 | 53.0181 | ≤5% | ≤1 m | pressure_indicators_2016_2021_all_scenarios.xlsx
2018 | 40 | GIR90_ISW_EF_L | 397 | 544 | 0 | 0 | 1 | 0 | 0 | 0 | 0 | 0 | 0 | 40 | 64.7989 | 66.3898 | ≤5% | ≤1 m | pressure_indicators_2016_2021_all_scenarios.xlsx
2018 | 40 | GIR90_ISW_EF_L | 401 | 539 | 0 | 0 | 1 | 0 | 0 | 0 | 0 | 0 | 0 | 40 | 72.4898 | 74.0279 | ≤5% | ≤1 m | pressure_indicators_2016_2021_all_scenarios.xlsx
2018 | 40 | GIR90_ISW_EF_L | 405 | 524 | 0 | 0 | 1 | 0 | 0 | 0 | 0 | 0 | 0 | 40 | 63.0719 | 64.8988 | ≤5% | ≤1 m | pressure_indicators_2016_2021_all_scenarios.xlsx
2018 | 40 | GIR90_ISW_EF_L | 409 | 492 | 0 | 0 | 1 | 0 | 0 | 0 | 0 | 0 | 0 | 40 | 64.1464 | 65.9077 | ≤5% | ≤1 m | pressure_indicators_2016_2021_all_scenarios.xlsx
2018 | 40 | GIR90_ISW_EF_L | 414 | 498 | 0 | 0 | 1 | 0 | 0 | 0 | 0 | 0 | 0 | 40 | 50.0218 | 52.1105 | ≤5% | ≤1 m | pressure_indicators_2016_2021_all_scenarios.xlsx
2018 | 40 | GIR90_ISW_EF_L | 419 | 516 | 0 | 0 | 1 | 0 | 0 | 0 | 0 | 0 | 0 | 40 | 58.3397 | 60.571 | ≤5% | ≤1 m | pressure_indicators_2016_2021_all_scenarios.xlsx
2018 | 40 | GIR90_ISW_EF_L | 423 | 532 | 0 | 0 | 1 | 0 | 0 | 0 | 0 | 0 | 0 | 40 | 60.2494 | 62.5312 | ≤5% | ≤1 m | pressure_indicators_2016_2021_all_scenarios.xlsx
2018 | 40 | GIR90_ISW_EF_L | 428 | 537 | 0 | 0 | 1 | 0 | 0 | 0 | 0 | 0 | 0 | 40 | 61.7005 | 64.1278 | ≤5% | ≤1 m | pressure_indicators_2016_2021_all_scenarios.xlsx
2018 | 40 | GIR90_ISW_EF_L | 434 | 508 | 0 | 0 | 1 | 0 | 0 | 0 | 0 | 0 | 0 | 40 | 61.6877 | 64.163 | ≤5% | ≤1 m | pressure_indicators_2016_2021_all_scenarios.xlsx
2018 | 40 | GIR90_ISW_EF_L | 438 | 516 | 0 | 0 | 1 | 0 | 0 | 0 | 0 | 0 | 0 | 40 | 61.0505 | 63.69 | ≤5% | ≤1 m | pressure_indicators_2016_2021_all_scenarios.xlsx
2018 | 40 | GIR90_ISW_EF_L | 508 | 536 | 0 | 0 | 1 | 0 | 0 | 0 | 0 | 0 | 0 | 40 | 57.2655 | 61.5895 | ≤5% | ≤1 m | pressure_indicators_2016_2021_all_scenarios.xlsx
2018 | 40 | GIR90_ISW_EF_L | 510 | 511 | 0 | 0 | 1 | 0 | 0 | 0 | 0 | 0 | 0 | 40 | 48.4447 | 52.8186 | ≤5% | ≤1 m | pressure_indicators_2016_2021_all_scenarios.xlsx
2018 | 40 | GIR90_ISW_EF_L | 512 | 497 | 0 | 0 | 1 | 0 | 0 | 0 | 0 | 0 | 0 | 40 | 54.8836 | 58.9191 | ≤5% | ≤1 m | pressure_indicators_2016_2021_all_scenarios.xlsx
2018 | 40 | GIR90_ISW_EF_L | 514 | 527 | 0 | 0 | 1 | 0 | 0 | 0 | 0 | 0 | 0 | 40 | 53.9954 | 58.4152 | ≤5% | ≤1 m | pressure_indicators_2016_2021_all_scenarios.xlsx
2018 | 40 | GIR90_ISW_EF_L | 516 | 510 | 0 | 0 | 1 | 0 | 0 | 0 | 0 | 0 | 0 | 40 | 52.4675 | 56.9359 | ≤5% | ≤1 m | pressure_indicators_2016_2021_all_scenarios.xlsx
2018 | 40 | GIR90_ISW_EF_L | 518 | 525 | 0 | 0 | 1 | 0 | 0 | 0 | 0 | 0 | 0 | 40 | 52.8115 | 57.467 | ≤5% | ≤1 m | pressure_indicators_2016_2021_all_scenarios.xlsx
2018 | 40 | GIR90_ISW_EF_L | 520 | 525 | 0 | 0 | 1 | 0 | 0 | 0 | 0 | 0 | 0 | 40 | 50.9911 | 55.6669 | ≤5% | ≤1 m | pressure_indicators_2016_2021_all_scenarios.xlsx
2018 | 40 | GIR90_ISW_EF_L | 522 | 569 | 0 | 0 | 1 | 0 | 0 | 0 | 0 | 0 | 0 | 40 | 47.6572 | 52.3338 | ≤5% | ≤1 m | pressure_indicators_2016_2021_all_scenarios.xlsx
2018 | 40 | GIR90_ISW_EF_L | 524 | 531 | 0 | 0 | 1 | 0 | 0 | 0 | 0 | 0 | 0 | 40 | 46.2765 | 50.8737 | ≤5% | ≤1 m | pressure_indicators_2016_2021_all_scenarios.xlsx
2018 | 40 | GIR90_ISW_EF_L | 526 | 534 | 0 | 0 | 1 | 0 | 0 | 0 | 0 | 0 | 0 | 40 | 48.3331 | 53.0765 | ≤5% | ≤1 m | pressure_indicators_2016_2021_all_scenarios.xlsx
2018 | 40 | GIR90_ISW_EF_L | 528 | 509 | 0 | 0 | 1 | 0 | 0 | 0 | 0 | 0 | 0 | 40 | 50.562 | 55.3601 | ≤5% | ≤1 m | pressure_indicators_2016_2021_all_scenarios.xlsx
2018 | 40 | GIR90_ISW_EF_L | 530 | 530 | 0 | 0 | 1 | 0 | 0 | 0 | 0 | 0 | 0 | 40 | 51.7467 | 56.3034 | ≤5% | ≤1 m | pressure_indicators_2016_2021_all_scenarios.xlsx
2018 | 40 | GIR90_ISW_EF_L | 532 | 537 | 0 | 0 | 1 | 0 | 0 | 0 | 0 | 0 | 0 | 40 | 50.5837 | 55.1197 | ≤5% | ≤1 m | pressure_indicators_2016_2021_all_scenarios.xlsx
2018 | 40 | GIR90_ISW_EF_L | 536 | 530 | 0 | 0 | 1 | 0 | 0 | 0 | 0 | 0 | 0 | 40 | 45.4218 | 50.1306 | ≤5% | ≤1 m | pressure_indicators_2016_2021_all_scenarios.xlsx
2018 | 40 | GIR90_ISW_EF_L | 538 | 514 | 0 | 0 | 1 | 0 | 0 | 0 | 0 | 0 | 0 | 40 | 43.0712 | 47.8398 | ≤5% | ≤1 m | pressure_indicators_2016_2021_all_scenarios.xlsx
2018 | 40 | GIR90_ISW_EF_L | 540 | 530 | 0 | 0 | 1 | 0 | 0 | 0 | 0 | 0 | 0 | 40 | 44.9702 | 49.6241 | ≤5% | ≤1 m | pressure_indicators_2016_2021_all_scenarios.xlsx
2018 | 40 | GIR90_ISW_EF_L | 542 | 509 | 0 | 0 | 1 | 0 | 0 | 0 | 0 | 0 | 0 | 40 | 43.5285 | 47.5982 | ≤5% | ≤1 m | pressure_indicators_2016_2021_all_scenarios.xlsx
2018 | 40 | GIR90_ISW_EF_L | 544 | 517 | 0 | 0 | 1 | 0 | 0 | 0 | 0 | 0 | 0 | 40 | 51.8054 | 56.7674 | ≤5% | ≤1 m | pressure_indicators_2016_2021_all_scenarios.xlsx
2018 | 40 | GIR90_ISW_EF_L | 546 | 525 | 0 | 0 | 1 | 0 | 0 | 0 | 0 | 0 | 0 | 40 | 52.8698 | 57.618 | ≤5% | ≤1 m | pressure_indicators_2016_2021_all_scenarios.xlsx
2018 | 40 | GIR90_ISW_EF_L | 550 | 517 | 0 | 0 | 1 | 0 | 0 | 0 | 0 | 0 | 0 | 40 | 64.6388 | 69.168 | ≤5% | ≤1 m | pressure_indicators_2016_2021_all_scenarios.xlsx
2018 | 40 | GIR90_ISW_EF_L | 552 | 545 | 0 | 0 | 1 | 0 | 0 | 0 | 0 | 0 | 0 | 40 | 52.5906 | 57.089 | ≤5% | ≤1 m | pressure_indicators_2016_2021_all_scenarios.xlsx
2018 | 40 | GIR90_ISW_EF_L | 554 | 540 | 0 | 0 | 1 | 0 | 0 | 0 | 0 | 0 | 0 | 40 | 43.4637 | 48.1808 | ≤5% | ≤1 m | pressure_indicators_2016_2021_all_scenarios.xlsx
2018 | 40 | GIR90_ISW_EF_L | 556 | 547 | 0 | 0 | 1 | 0 | 0 | 0 | 0 | 0 | 0 | 40 | 41.2698 | 45.8937 | ≤5% | ≤1 m | pressure_indicators_2016_2021_all_scenarios.xlsx
2018 | 40 | GIR90_ISW_EF_L | 558 | 542 | 465 | 0.85793 | 0.14207 | 2.0318 | 2.3682 | 6.1921 | 0.050795 | 0.059206 | 0.088512 | 40 | 33.8079 | 38.0554 | >20% | 1–3 m | pressure_indicators_2016_2021_all_scenarios.xlsx
2018 | 40 | GIR90_ISW_EF_L | 562 | 519 | 0 | 0 | 1 | 0 | 0 | 0 | 0 | 0 | 0 | 40 | 45.6399 | 50.0501 | ≤5% | ≤1 m | pressure_indicators_2016_2021_all_scenarios.xlsx
2018 | 40 | GIR90_ISW_EF_L | 571 | 507 | 0 | 0 | 1 | 0 | 0 | 0 | 0 | 0 | 0 | 40 | 77.6295 | 78.9936 | ≤5% | ≤1 m | pressure_indicators_2016_2021_all_scenarios.xlsx
2018 | 40 | GIR90_ISW_EF_L | 597 | 518 | 0 | 0 | 1 | 0 | 0 | 0 | 0 | 0 | 0 | 40 | 72.6425 | 74.3026 | ≤5% | ≤1 m | pressure_indicators_2016_2021_all_scenarios.xlsx
2018 | 40 | GIR90_ISW_EF_L | 599 | 534 | 0 | 0 | 1 | 0 | 0 | 0 | 0 | 0 | 0 | 40 | 73.0331 | 74.6775 | ≤5% | ≤1 m | pressure_indicators_2016_2021_all_scenarios.xlsx
2018 | 40 | GIR90_ISW_EF_L | 603 | 520 | 0 | 0 | 1 | 0 | 0 | 0 | 0 | 0 | 0 | 40 | 47.1838 | 51.9289 | ≤5% | ≤1 m | pressure_indicators_2016_2021_all_scenarios.xlsx
2018 | 40 | GIR90_ISW_EF_L | 607 | 514 | 0 | 0 | 1 | 0 | 0 | 0 | 0 | 0 | 0 | 40 | 59.9369 | 63.7961 | ≤5% | ≤1 m | pressure_indicators_2016_2021_all_scenarios.xlsx
2019 | 10 | GIR50_ISW_EF_H | 135 | 542 | 0 | 0 | 1 | 0 | 0 | 0 | 0 | 0 | 0 | 40 | 73.6074 | 73.7282 | ≤5% | ≤1 m | pressure_indicators_2016_2021_all_scenarios.xlsx
2019 | 10 | GIR50_ISW_EF_H | 139 | 542 | 0 | 0 | 1 | 0 | 0 | 0 | 0 | 0 | 0 | 40 | 68.6969 | 68.9548 | ≤5% | ≤1 m | pressure_indicators_2016_2021_all_scenarios.xlsx
2019 | 10 | GIR50_ISW_EF_H | 165 | 531 | 0 | 0 | 1 | 0 | 0 | 0 | 0 | 0 | 0 | 40 | 81.9 | 84.928 | ≤5% | ≤1 m | pressure_indicators_2016_2021_all_scenarios.xlsx
2019 | 10 | GIR50_ISW_EF_H | 169 | 494 | 0 | 0 | 1 | 0 | 0 | 0 | 0 | 0 | 0 | 40 | 81.7496 | 85.2379 | ≤5% | ≤1 m | pressure_indicators_2016_2021_all_scenarios.xlsx
2019 | 10 | GIR50_ISW_EF_H | 173 | 513 | 0 | 0 | 1 | 0 | 0 | 0 | 0 | 0 | 0 | 40 | 79.5266 | 82.437 | ≤5% | ≤1 m | pressure_indicators_2016_2021_all_scenarios.xlsx
2019 | 10 | GIR50_ISW_EF_H | 181 | 515 | 0 | 0 | 1 | 0 | 0 | 0 | 0 | 0 | 0 | 40 | 77.1918 | 80.4599 | ≤5% | ≤1 m | pressure_indicators_2016_2021_all_scenarios.xlsx
2019 | 10 | GIR50_ISW_EF_H | 189 | 513 | 0 | 0 | 1 | 0 | 0 | 0 | 0 | 0 | 0 | 40 | 70.3363 | 73.6553 | ≤5% | ≤1 m | pressure_indicators_2016_2021_all_scenarios.xlsx
2019 | 10 | GIR50_ISW_EF_H | 193 | 517 | 0 | 0 | 1 | 0 | 0 | 0 | 0 | 0 | 0 | 40 | 66.1527 | 70.2997 | ≤5% | ≤1 m | pressure_indicators_2016_2021_all_scenarios.xlsx
2019 | 10 | GIR50_ISW_EF_H | 211 | 526 | 0 | 0 | 1 | 0 | 0 | 0 | 0 | 0 | 0 | 40 | 52.4123 | 57.0417 | ≤5% | ≤1 m | pressure_indicators_2016_2021_all_scenarios.xlsx
2019 | 10 | GIR50_ISW_EF_H | 220 | 508 | 0 | 0 | 1 | 0 | 0 | 0 | 0 | 0 | 0 | 40 | 60.0576 | 64.8218 | ≤5% | ≤1 m | pressure_indicators_2016_2021_all_scenarios.xlsx
2019 | 10 | GIR50_ISW_EF_H | 224 | 512 | 0 | 0 | 1 | 0 | 0 | 0 | 0 | 0 | 0 | 40 | 63.5966 | 66.7952 | ≤5% | ≤1 m | pressure_indicators_2016_2021_all_scenarios.xlsx
2019 | 10 | GIR50_ISW_EF_H | 228 | 522 | 0 | 0 | 1 | 0 | 0 | 0 | 0 | 0 | 0 | 40 | 68.0804 | 71.0632 | ≤5% | ≤1 m | pressure_indicators_2016_2021_all_scenarios.xlsx
2019 | 10 | GIR50_ISW_EF_H | 232 | 534 | 0 | 0 | 1 | 0 | 0 | 0 | 0 | 0 | 0 | 40 | 82.4367 | 83.2043 | ≤5% | ≤1 m | pressure_indicators_2016_2021_all_scenarios.xlsx
2019 | 10 | GIR50_ISW_EF_H | 234 | 533 | 0 | 0 | 1 | 0 | 0 | 0 | 0 | 0 | 0 | 40 | 54.7369 | 55.6913 | ≤5% | ≤1 m | pressure_indicators_2016_2021_all_scenarios.xlsx
2019 | 10 | GIR50_ISW_EF_H | 238 | 534 | 0 | 0 | 1 | 0 | 0 | 0 | 0 | 0 | 0 | 40 | 67.0514 | 68.1545 | ≤5% | ≤1 m | pressure_indicators_2016_2021_all_scenarios.xlsx
2019 | 10 | GIR50_ISW_EF_H | 248 | 544 | 0 | 0 | 1 | 0 | 0 | 0 | 0 | 0 | 0 | 40 | 68.4484 | 68.8595 | ≤5% | ≤1 m | pressure_indicators_2016_2021_all_scenarios.xlsx
2019 | 10 | GIR50_ISW_EF_H | 253 | 531 | 0 | 0 | 1 | 0 | 0 | 0 | 0 | 0 | 0 | 40 | 75.8719 | 76.4189 | ≤5% | ≤1 m | pressure_indicators_2016_2021_all_scenarios.xlsx
2019 | 10 | GIR50_ISW_EF_H | 266 | 533 | 0 | 0 | 1 | 0 | 0 | 0 | 0 | 0 | 0 | 40 | 78.8598 | 80.1904 | ≤5% | ≤1 m | pressure_indicators_2016_2021_all_scenarios.xlsx
2019 | 10 | GIR50_ISW_EF_H | 274 | 530 | 0 | 0 | 1 | 0 | 0 | 0 | 0 | 0 | 0 | 40 | 78.7906 | 80.4027 | ≤5% | ≤1 m | pressure_indicators_2016_2021_all_scenarios.xlsx
2019 | 10 | GIR50_ISW_EF_H | 282 | 524 | 0 | 0 | 1 | 0 | 0 | 0 | 0 | 0 | 0 | 40 | 80.1658 | 83.4903 | ≤5% | ≤1 m | pressure_indicators_2016_2021_all_scenarios.xlsx
2019 | 10 | GIR50_ISW_EF_H | 286 | 529 | 0 | 0 | 1 | 0 | 0 | 0 | 0 | 0 | 0 | 40 | 79.6373 | 82.0122 | ≤5% | ≤1 m | pressure_indicators_2016_2021_all_scenarios.xlsx
2019 | 10 | GIR50_ISW_EF_H | 290 | 537 | 0 | 0 | 1 | 0 | 0 | 0 | 0 | 0 | 0 | 40 | 84.4761 | 86.5214 | ≤5% | ≤1 m | pressure_indicators_2016_2021_all_scenarios.xlsx
2019 | 10 | GIR50_ISW_EF_H | 294 | 510 | 0 | 0 | 1 | 0 | 0 | 0 | 0 | 0 | 0 | 40 | 82.464 | 84.2254 | ≤5% | ≤1 m | pressure_indicators_2016_2021_all_scenarios.xlsx
2019 | 10 | GIR50_ISW_EF_H | 302 | 513 | 0 | 0 | 1 | 0 | 0 | 0 | 0 | 0 | 0 | 40 | 83.1682 | 84.7908 | ≤5% | ≤1 m | pressure_indicators_2016_2021_all_scenarios.xlsx
2019 | 10 | GIR50_ISW_EF_H | 306 | 520 | 0 | 0 | 1 | 0 | 0 | 0 | 0 | 0 | 0 | 40 | 62.3259 | 64.0803 | ≤5% | ≤1 m | pressure_indicators_2016_2021_all_scenarios.xlsx
2019 | 10 | GIR50_ISW_EF_H | 318 | 512 | 0 | 0 | 1 | 0 | 0 | 0 | 0 | 0 | 0 | 40 | 60.5473 | 63.3421 | ≤5% | ≤1 m | pressure_indicators_2016_2021_all_scenarios.xlsx
2019 | 10 | GIR50_ISW_EF_H | 323 | 544 | 0 | 0 | 1 | 0 | 0 | 0 | 0 | 0 | 0 | 40 | 60.3217 | 63.4183 | ≤5% | ≤1 m | pressure_indicators_2016_2021_all_scenarios.xlsx
2019 | 10 | GIR50_ISW_EF_H | 331 | 525 | 0 | 0 | 1 | 0 | 0 | 0 | 0 | 0 | 0 | 40 | 55.5587 | 61.727 | ≤5% | ≤1 m | pressure_indicators_2016_2021_all_scenarios.xlsx
2019 | 10 | GIR50_ISW_EF_H | 333 | 534 | 0 | 0 | 1 | 0 | 0 | 0 | 0 | 0 | 0 | 40 | 59.7903 | 66.3551 | ≤5% | ≤1 m | pressure_indicators_2016_2021_all_scenarios.xlsx
2019 | 10 | GIR50_ISW_EF_H | 338 | 529 | 0 | 0 | 1 | 0 | 0 | 0 | 0 | 0 | 0 | 40 | 62.0934 | 68.1466 | ≤5% | ≤1 m | pressure_indicators_2016_2021_all_scenarios.xlsx
2019 | 10 | GIR50_ISW_EF_H | 342 | 522 | 0 | 0 | 1 | 0 | 0 | 0 | 0 | 0 | 0 | 40 | 65.0468 | 69.2179 | ≤5% | ≤1 m | pressure_indicators_2016_2021_all_scenarios.xlsx
2019 | 10 | GIR50_ISW_EF_H | 346 | 520 | 0 | 0 | 1 | 0 | 0 | 0 | 0 | 0 | 0 | 40 | 56.2978 | 58.8424 | ≤5% | ≤1 m | pressure_indicators_2016_2021_all_scenarios.xlsx
2019 | 10 | GIR50_ISW_EF_H | 350 | 544 | 291 | 0.53493 | 0.46507 | 10.9297 | 20.4321 | 22.1335 | 0.27324 | 0.5108 | 0.52279 | 40 | 17.8665 | 40.4249 | >20% | >6 m | pressure_indicators_2016_2021_all_scenarios.xlsx
2019 | 10 | GIR50_ISW_EF_H | 364 | 531 | 291 | 0.54802 | 0.45198 | 7.0625 | 12.8872 | 14.5886 | 0.17656 | 0.32218 | 0.33416 | 40 | 25.4114 | 36.2366 | >20% | >6 m | pressure_indicators_2016_2021_all_scenarios.xlsx
2019 | 10 | GIR50_ISW_EF_H | 372 | 528 | 0 | 0 | 1 | 0 | 0 | 0 | 0 | 0 | 0 | 40 | 70.3865 | 71.7136 | ≤5% | ≤1 m | pressure_indicators_2016_2021_all_scenarios.xlsx
2019 | 10 | GIR50_ISW_EF_H | 381 | 538 | 0 | 0 | 1 | 0 | 0 | 0 | 0 | 0 | 0 | 40 | 62.4392 | 63.4657 | ≤5% | ≤1 m | pressure_indicators_2016_2021_all_scenarios.xlsx
2019 | 10 | GIR50_ISW_EF_H | 385 | 523 | 0 | 0 | 1 | 0 | 0 | 0 | 0 | 0 | 0 | 40 | 49.7158 | 52.1981 | ≤5% | ≤1 m | pressure_indicators_2016_2021_all_scenarios.xlsx
2019 | 10 | GIR50_ISW_EF_H | 389 | 528 | 0 | 0 | 1 | 0 | 0 | 0 | 0 | 0 | 0 | 40 | 51.0949 | 52.4569 | ≤5% | ≤1 m | pressure_indicators_2016_2021_all_scenarios.xlsx
2019 | 10 | GIR50_ISW_EF_H | 393 | 510 | 0 | 0 | 1 | 0 | 0 | 0 | 0 | 0 | 0 | 40 | 50.8445 | 53.0161 | ≤5% | ≤1 m | pressure_indicators_2016_2021_all_scenarios.xlsx
2019 | 10 | GIR50_ISW_EF_H | 397 | 535 | 0 | 0 | 1 | 0 | 0 | 0 | 0 | 0 | 0 | 40 | 64.9075 | 66.3813 | ≤5% | ≤1 m | pressure_indicators_2016_2021_all_scenarios.xlsx
2019 | 10 | GIR50_ISW_EF_H | 401 | 503 | 0 | 0 | 1 | 0 | 0 | 0 | 0 | 0 | 0 | 40 | 72.5291 | 74.0192 | ≤5% | ≤1 m | pressure_indicators_2016_2021_all_scenarios.xlsx
2019 | 10 | GIR50_ISW_EF_H | 405 | 518 | 0 | 0 | 1 | 0 | 0 | 0 | 0 | 0 | 0 | 40 | 62.9877 | 64.8826 | ≤5% | ≤1 m | pressure_indicators_2016_2021_all_scenarios.xlsx
2019 | 10 | GIR50_ISW_EF_H | 409 | 509 | 0 | 0 | 1 | 0 | 0 | 0 | 0 | 0 | 0 | 40 | 64.2383 | 65.8781 | ≤5% | ≤1 m | pressure_indicators_2016_2021_all_scenarios.xlsx
2019 | 10 | GIR50_ISW_EF_H | 414 | 523 | 0 | 0 | 1 | 0 | 0 | 0 | 0 | 0 | 0 | 40 | 50.2551 | 52.1123 | ≤5% | ≤1 m | pressure_indicators_2016_2021_all_scenarios.xlsx
2019 | 10 | GIR50_ISW_EF_H | 419 | 527 | 0 | 0 | 1 | 0 | 0 | 0 | 0 | 0 | 0 | 40 | 58.1706 | 60.5814 | ≤5% | ≤1 m | pressure_indicators_2016_2021_all_scenarios.xlsx
2019 | 10 | GIR50_ISW_EF_H | 423 | 525 | 0 | 0 | 1 | 0 | 0 | 0 | 0 | 0 | 0 | 40 | 60.091 | 62.503 | ≤5% | ≤1 m | pressure_indicators_2016_2021_all_scenarios.xlsx
2019 | 10 | GIR50_ISW_EF_H | 428 | 496 | 0 | 0 | 1 | 0 | 0 | 0 | 0 | 0 | 0 | 40 | 61.562 | 64.0991 | ≤5% | ≤1 m | pressure_indicators_2016_2021_all_scenarios.xlsx
2019 | 10 | GIR50_ISW_EF_H | 434 | 514 | 0 | 0 | 1 | 0 | 0 | 0 | 0 | 0 | 0 | 40 | 61.56 | 64.1393 | ≤5% | ≤1 m | pressure_indicators_2016_2021_all_scenarios.xlsx
2019 | 10 | GIR50_ISW_EF_H | 438 | 522 | 0 | 0 | 1 | 0 | 0 | 0 | 0 | 0 | 0 | 40 | 60.8725 | 63.6686 | ≤5% | ≤1 m | pressure_indicators_2016_2021_all_scenarios.xlsx
2019 | 10 | GIR50_ISW_EF_H | 508 | 537 | 0 | 0 | 1 | 0 | 0 | 0 | 0 | 0 | 0 | 40 | 57.7644 | 61.7919 | ≤5% | ≤1 m | pressure_indicators_2016_2021_all_scenarios.xlsx
2019 | 10 | GIR50_ISW_EF_H | 510 | 480 | 0 | 0 | 1 | 0 | 0 | 0 | 0 | 0 | 0 | 40 | 48.5139 | 52.8009 | ≤5% | ≤1 m | pressure_indicators_2016_2021_all_scenarios.xlsx
2019 | 10 | GIR50_ISW_EF_H | 512 | 505 | 0 | 0 | 1 | 0 | 0 | 0 | 0 | 0 | 0 | 40 | 54.2812 | 58.829 | ≤5% | ≤1 m | pressure_indicators_2016_2021_all_scenarios.xlsx
2019 | 10 | GIR50_ISW_EF_H | 514 | 533 | 0 | 0 | 1 | 0 | 0 | 0 | 0 | 0 | 0 | 40 | 53.8277 | 58.4141 | ≤5% | ≤1 m | pressure_indicators_2016_2021_all_scenarios.xlsx
2019 | 10 | GIR50_ISW_EF_H | 516 | 510 | 0 | 0 | 1 | 0 | 0 | 0 | 0 | 0 | 0 | 40 | 52.3291 | 56.9277 | ≤5% | ≤1 m | pressure_indicators_2016_2021_all_scenarios.xlsx
2019 | 10 | GIR50_ISW_EF_H | 518 | 540 | 0 | 0 | 1 | 0 | 0 | 0 | 0 | 0 | 0 | 40 | 52.5377 | 57.4777 | ≤5% | ≤1 m | pressure_indicators_2016_2021_all_scenarios.xlsx
2019 | 10 | GIR50_ISW_EF_H | 520 | 492 | 0 | 0 | 1 | 0 | 0 | 0 | 0 | 0 | 0 | 40 | 50.7431 | 55.6626 | ≤5% | ≤1 m | pressure_indicators_2016_2021_all_scenarios.xlsx
2019 | 10 | GIR50_ISW_EF_H | 522 | 547 | 0 | 0 | 1 | 0 | 0 | 0 | 0 | 0 | 0 | 40 | 47.4092 | 52.3683 | ≤5% | ≤1 m | pressure_indicators_2016_2021_all_scenarios.xlsx
2019 | 10 | GIR50_ISW_EF_H | 524 | 510 | 0 | 0 | 1 | 0 | 0 | 0 | 0 | 0 | 0 | 40 | 45.8538 | 50.9181 | ≤5% | ≤1 m | pressure_indicators_2016_2021_all_scenarios.xlsx
2019 | 10 | GIR50_ISW_EF_H | 526 | 513 | 0 | 0 | 1 | 0 | 0 | 0 | 0 | 0 | 0 | 40 | 48.0863 | 53.1761 | ≤5% | ≤1 m | pressure_indicators_2016_2021_all_scenarios.xlsx
2019 | 10 | GIR50_ISW_EF_H | 528 | 526 | 0 | 0 | 1 | 0 | 0 | 0 | 0 | 0 | 0 | 40 | 50.3152 | 55.4929 | ≤5% | ≤1 m | pressure_indicators_2016_2021_all_scenarios.xlsx
2019 | 10 | GIR50_ISW_EF_H | 530 | 521 | 0 | 0 | 1 | 0 | 0 | 0 | 0 | 0 | 0 | 40 | 51.4999 | 56.2506 | ≤5% | ≤1 m | pressure_indicators_2016_2021_all_scenarios.xlsx
2019 | 10 | GIR50_ISW_EF_H | 532 | 523 | 0 | 0 | 1 | 0 | 0 | 0 | 0 | 0 | 0 | 40 | 50.5416 | 55.1341 | ≤5% | ≤1 m | pressure_indicators_2016_2021_all_scenarios.xlsx
2019 | 10 | GIR50_ISW_EF_H | 536 | 542 | 0 | 0 | 1 | 0 | 0 | 0 | 0 | 0 | 0 | 40 | 45.3221 | 50.1602 | ≤5% | ≤1 m | pressure_indicators_2016_2021_all_scenarios.xlsx
2019 | 10 | GIR50_ISW_EF_H | 538 | 530 | 0 | 0 | 1 | 0 | 0 | 0 | 0 | 0 | 0 | 40 | 42.9812 | 47.8032 | ≤5% | ≤1 m | pressure_indicators_2016_2021_all_scenarios.xlsx
2019 | 10 | GIR50_ISW_EF_H | 540 | 511 | 0 | 0 | 1 | 0 | 0 | 0 | 0 | 0 | 0 | 40 | 45.3948 | 49.7208 | ≤5% | ≤1 m | pressure_indicators_2016_2021_all_scenarios.xlsx
2019 | 10 | GIR50_ISW_EF_H | 542 | 529 | 0 | 0 | 1 | 0 | 0 | 0 | 0 | 0 | 0 | 40 | 42.8965 | 47.696 | ≤5% | ≤1 m | pressure_indicators_2016_2021_all_scenarios.xlsx
2019 | 10 | GIR50_ISW_EF_H | 544 | 538 | 0 | 0 | 1 | 0 | 0 | 0 | 0 | 0 | 0 | 40 | 52.2263 | 56.8226 | ≤5% | ≤1 m | pressure_indicators_2016_2021_all_scenarios.xlsx
2019 | 10 | GIR50_ISW_EF_H | 546 | 533 | 0 | 0 | 1 | 0 | 0 | 0 | 0 | 0 | 0 | 40 | 53.2906 | 57.6001 | ≤5% | ≤1 m | pressure_indicators_2016_2021_all_scenarios.xlsx
2019 | 10 | GIR50_ISW_EF_H | 550 | 519 | 0 | 0 | 1 | 0 | 0 | 0 | 0 | 0 | 0 | 40 | 64.4655 | 69.1794 | ≤5% | ≤1 m | pressure_indicators_2016_2021_all_scenarios.xlsx
2019 | 10 | GIR50_ISW_EF_H | 552 | 508 | 0 | 0 | 1 | 0 | 0 | 0 | 0 | 0 | 0 | 40 | 52.6608 | 57.203 | ≤5% | ≤1 m | pressure_indicators_2016_2021_all_scenarios.xlsx
2019 | 10 | GIR50_ISW_EF_H | 554 | 529 | 0 | 0 | 1 | 0 | 0 | 0 | 0 | 0 | 0 | 40 | 43.3963 | 48.24 | ≤5% | ≤1 m | pressure_indicators_2016_2021_all_scenarios.xlsx
2019 | 10 | GIR50_ISW_EF_H | 556 | 521 | 0 | 0 | 1 | 0 | 0 | 0 | 0 | 0 | 0 | 40 | 41.1834 | 45.8673 | ≤5% | ≤1 m | pressure_indicators_2016_2021_all_scenarios.xlsx
2019 | 10 | GIR50_ISW_EF_H | 558 | 556 | 481 | 0.86511 | 0.13489 | 2.0055 | 2.3183 | 6.8203 | 0.050138 | 0.057956 | 0.09183 | 40 | 33.1797 | 38.0764 | >20% | 1–3 m | pressure_indicators_2016_2021_all_scenarios.xlsx
2019 | 10 | GIR50_ISW_EF_H | 562 | 523 | 0 | 0 | 1 | 0 | 0 | 0 | 0 | 0 | 0 | 40 | 45.5499 | 50.162 | ≤5% | ≤1 m | pressure_indicators_2016_2021_all_scenarios.xlsx
2019 | 10 | GIR50_ISW_EF_H | 571 | 527 | 0 | 0 | 1 | 0 | 0 | 0 | 0 | 0 | 0 | 40 | 77.7023 | 78.9824 | ≤5% | ≤1 m | pressure_indicators_2016_2021_all_scenarios.xlsx
2019 | 10 | GIR50_ISW_EF_H | 597 | 504 | 0 | 0 | 1 | 0 | 0 | 0 | 0 | 0 | 0 | 40 | 72.691 | 74.2678 | ≤5% | ≤1 m | pressure_indicators_2016_2021_all_scenarios.xlsx
2019 | 10 | GIR50_ISW_EF_H | 599 | 520 | 0 | 0 | 1 | 0 | 0 | 0 | 0 | 0 | 0 | 40 | 73.0816 | 74.6622 | ≤5% | ≤1 m | pressure_indicators_2016_2021_all_scenarios.xlsx
2019 | 10 | GIR50_ISW_EF_H | 603 | 494 | 0 | 0 | 1 | 0 | 0 | 0 | 0 | 0 | 0 | 40 | 47.0777 | 51.8694 | ≤5% | ≤1 m | pressure_indicators_2016_2021_all_scenarios.xlsx
2019 | 10 | GIR50_ISW_EF_H | 607 | 512 | 0 | 0 | 1 | 0 | 0 | 0 | 0 | 0 | 0 | 40 | 59.8824 | 63.8277 | ≤5% | ≤1 m | pressure_indicators_2016_2021_all_scenarios.xlsx
2019 | 20 | GIR50_ISW_EF_L | 135 | 542 | 0 | 0 | 1 | 0 | 0 | 0 | 0 | 0 | 0 | 40 | 73.6074 | 73.7282 | ≤5% | ≤1 m | pressure_indicators_2016_2021_all_scenarios.xlsx
2019 | 20 | GIR50_ISW_EF_L | 139 | 542 | 0 | 0 | 1 | 0 | 0 | 0 | 0 | 0 | 0 | 40 | 68.6969 | 68.9548 | ≤5% | ≤1 m | pressure_indicators_2016_2021_all_scenarios.xlsx
2019 | 20 | GIR50_ISW_EF_L | 165 | 531 | 0 | 0 | 1 | 0 | 0 | 0 | 0 | 0 | 0 | 40 | 81.9 | 84.928 | ≤5% | ≤1 m | pressure_indicators_2016_2021_all_scenarios.xlsx
2019 | 20 | GIR50_ISW_EF_L | 169 | 494 | 0 | 0 | 1 | 0 | 0 | 0 | 0 | 0 | 0 | 40 | 81.7496 | 85.2379 | ≤5% | ≤1 m | pressure_indicators_2016_2021_all_scenarios.xlsx
2019 | 20 | GIR50_ISW_EF_L | 173 | 513 | 0 | 0 | 1 | 0 | 0 | 0 | 0 | 0 | 0 | 40 | 79.5266 | 82.437 | ≤5% | ≤1 m | pressure_indicators_2016_2021_all_scenarios.xlsx
2019 | 20 | GIR50_ISW_EF_L | 181 | 515 | 0 | 0 | 1 | 0 | 0 | 0 | 0 | 0 | 0 | 40 | 77.1918 | 80.4599 | ≤5% | ≤1 m | pressure_indicators_2016_2021_all_scenarios.xlsx
2019 | 20 | GIR50_ISW_EF_L | 189 | 513 | 0 | 0 | 1 | 0 | 0 | 0 | 0 | 0 | 0 | 40 | 70.3363 | 73.6553 | ≤5% | ≤1 m | pressure_indicators_2016_2021_all_scenarios.xlsx
2019 | 20 | GIR50_ISW_EF_L | 193 | 517 | 0 | 0 | 1 | 0 | 0 | 0 | 0 | 0 | 0 | 40 | 66.1527 | 70.2997 | ≤5% | ≤1 m | pressure_indicators_2016_2021_all_scenarios.xlsx
2019 | 20 | GIR50_ISW_EF_L | 211 | 526 | 0 | 0 | 1 | 0 | 0 | 0 | 0 | 0 | 0 | 40 | 52.4123 | 57.0417 | ≤5% | ≤1 m | pressure_indicators_2016_2021_all_scenarios.xlsx
2019 | 20 | GIR50_ISW_EF_L | 220 | 508 | 0 | 0 | 1 | 0 | 0 | 0 | 0 | 0 | 0 | 40 | 60.0576 | 64.8218 | ≤5% | ≤1 m | pressure_indicators_2016_2021_all_scenarios.xlsx
2019 | 20 | GIR50_ISW_EF_L | 224 | 512 | 0 | 0 | 1 | 0 | 0 | 0 | 0 | 0 | 0 | 40 | 63.5966 | 66.7952 | ≤5% | ≤1 m | pressure_indicators_2016_2021_all_scenarios.xlsx
2019 | 20 | GIR50_ISW_EF_L | 228 | 522 | 0 | 0 | 1 | 0 | 0 | 0 | 0 | 0 | 0 | 40 | 68.0804 | 71.0632 | ≤5% | ≤1 m | pressure_indicators_2016_2021_all_scenarios.xlsx
2019 | 20 | GIR50_ISW_EF_L | 232 | 534 | 0 | 0 | 1 | 0 | 0 | 0 | 0 | 0 | 0 | 40 | 82.4367 | 83.2043 | ≤5% | ≤1 m | pressure_indicators_2016_2021_all_scenarios.xlsx
2019 | 20 | GIR50_ISW_EF_L | 234 | 533 | 0 | 0 | 1 | 0 | 0 | 0 | 0 | 0 | 0 | 40 | 54.7369 | 55.6913 | ≤5% | ≤1 m | pressure_indicators_2016_2021_all_scenarios.xlsx
2019 | 20 | GIR50_ISW_EF_L | 238 | 534 | 0 | 0 | 1 | 0 | 0 | 0 | 0 | 0 | 0 | 40 | 67.0514 | 68.1545 | ≤5% | ≤1 m | pressure_indicators_2016_2021_all_scenarios.xlsx
2019 | 20 | GIR50_ISW_EF_L | 248 | 544 | 0 | 0 | 1 | 0 | 0 | 0 | 0 | 0 | 0 | 40 | 68.4484 | 68.8595 | ≤5% | ≤1 m | pressure_indicators_2016_2021_all_scenarios.xlsx
2019 | 20 | GIR50_ISW_EF_L | 253 | 531 | 0 | 0 | 1 | 0 | 0 | 0 | 0 | 0 | 0 | 40 | 75.8719 | 76.4189 | ≤5% | ≤1 m | pressure_indicators_2016_2021_all_scenarios.xlsx
2019 | 20 | GIR50_ISW_EF_L | 266 | 533 | 0 | 0 | 1 | 0 | 0 | 0 | 0 | 0 | 0 | 40 | 78.8598 | 80.1904 | ≤5% | ≤1 m | pressure_indicators_2016_2021_all_scenarios.xlsx
2019 | 20 | GIR50_ISW_EF_L | 274 | 530 | 0 | 0 | 1 | 0 | 0 | 0 | 0 | 0 | 0 | 40 | 78.7906 | 80.4027 | ≤5% | ≤1 m | pressure_indicators_2016_2021_all_scenarios.xlsx
2019 | 20 | GIR50_ISW_EF_L | 282 | 524 | 0 | 0 | 1 | 0 | 0 | 0 | 0 | 0 | 0 | 40 | 80.1658 | 83.4903 | ≤5% | ≤1 m | pressure_indicators_2016_2021_all_scenarios.xlsx
2019 | 20 | GIR50_ISW_EF_L | 286 | 529 | 0 | 0 | 1 | 0 | 0 | 0 | 0 | 0 | 0 | 40 | 79.6373 | 82.0122 | ≤5% | ≤1 m | pressure_indicators_2016_2021_all_scenarios.xlsx
2019 | 20 | GIR50_ISW_EF_L | 290 | 537 | 0 | 0 | 1 | 0 | 0 | 0 | 0 | 0 | 0 | 40 | 84.4761 | 86.5214 | ≤5% | ≤1 m | pressure_indicators_2016_2021_all_scenarios.xlsx
2019 | 20 | GIR50_ISW_EF_L | 294 | 510 | 0 | 0 | 1 | 0 | 0 | 0 | 0 | 0 | 0 | 40 | 82.464 | 84.2254 | ≤5% | ≤1 m | pressure_indicators_2016_2021_all_scenarios.xlsx
2019 | 20 | GIR50_ISW_EF_L | 302 | 513 | 0 | 0 | 1 | 0 | 0 | 0 | 0 | 0 | 0 | 40 | 83.1682 | 84.7908 | ≤5% | ≤1 m | pressure_indicators_2016_2021_all_scenarios.xlsx
2019 | 20 | GIR50_ISW_EF_L | 306 | 520 | 0 | 0 | 1 | 0 | 0 | 0 | 0 | 0 | 0 | 40 | 62.3259 | 64.0803 | ≤5% | ≤1 m | pressure_indicators_2016_2021_all_scenarios.xlsx
2019 | 20 | GIR50_ISW_EF_L | 318 | 512 | 0 | 0 | 1 | 0 | 0 | 0 | 0 | 0 | 0 | 40 | 60.5473 | 63.3421 | ≤5% | ≤1 m | pressure_indicators_2016_2021_all_scenarios.xlsx
2019 | 20 | GIR50_ISW_EF_L | 323 | 544 | 0 | 0 | 1 | 0 | 0 | 0 | 0 | 0 | 0 | 40 | 60.3217 | 63.4183 | ≤5% | ≤1 m | pressure_indicators_2016_2021_all_scenarios.xlsx
2019 | 20 | GIR50_ISW_EF_L | 331 | 525 | 0 | 0 | 1 | 0 | 0 | 0 | 0 | 0 | 0 | 40 | 55.5587 | 61.727 | ≤5% | ≤1 m | pressure_indicators_2016_2021_all_scenarios.xlsx
2019 | 20 | GIR50_ISW_EF_L | 333 | 534 | 0 | 0 | 1 | 0 | 0 | 0 | 0 | 0 | 0 | 40 | 59.7903 | 66.3551 | ≤5% | ≤1 m | pressure_indicators_2016_2021_all_scenarios.xlsx
2019 | 20 | GIR50_ISW_EF_L | 338 | 529 | 0 | 0 | 1 | 0 | 0 | 0 | 0 | 0 | 0 | 40 | 62.0934 | 68.1466 | ≤5% | ≤1 m | pressure_indicators_2016_2021_all_scenarios.xlsx
2019 | 20 | GIR50_ISW_EF_L | 342 | 522 | 0 | 0 | 1 | 0 | 0 | 0 | 0 | 0 | 0 | 40 | 65.0468 | 69.2179 | ≤5% | ≤1 m | pressure_indicators_2016_2021_all_scenarios.xlsx
2019 | 20 | GIR50_ISW_EF_L | 346 | 520 | 0 | 0 | 1 | 0 | 0 | 0 | 0 | 0 | 0 | 40 | 56.2978 | 58.8424 | ≤5% | ≤1 m | pressure_indicators_2016_2021_all_scenarios.xlsx
2019 | 20 | GIR50_ISW_EF_L | 350 | 544 | 291 | 0.53493 | 0.46507 | 10.9297 | 20.4321 | 22.1335 | 0.27324 | 0.5108 | 0.52279 | 40 | 17.8665 | 40.4249 | >20% | >6 m | pressure_indicators_2016_2021_all_scenarios.xlsx
2019 | 20 | GIR50_ISW_EF_L | 364 | 531 | 291 | 0.54802 | 0.45198 | 7.0625 | 12.8872 | 14.5886 | 0.17656 | 0.32218 | 0.33416 | 40 | 25.4114 | 36.2366 | >20% | >6 m | pressure_indicators_2016_2021_all_scenarios.xlsx
2019 | 20 | GIR50_ISW_EF_L | 372 | 528 | 0 | 0 | 1 | 0 | 0 | 0 | 0 | 0 | 0 | 40 | 70.3865 | 71.7136 | ≤5% | ≤1 m | pressure_indicators_2016_2021_all_scenarios.xlsx
2019 | 20 | GIR50_ISW_EF_L | 381 | 538 | 0 | 0 | 1 | 0 | 0 | 0 | 0 | 0 | 0 | 40 | 62.4392 | 63.4657 | ≤5% | ≤1 m | pressure_indicators_2016_2021_all_scenarios.xlsx
2019 | 20 | GIR50_ISW_EF_L | 385 | 523 | 0 | 0 | 1 | 0 | 0 | 0 | 0 | 0 | 0 | 40 | 49.7158 | 52.1981 | ≤5% | ≤1 m | pressure_indicators_2016_2021_all_scenarios.xlsx
2019 | 20 | GIR50_ISW_EF_L | 389 | 528 | 0 | 0 | 1 | 0 | 0 | 0 | 0 | 0 | 0 | 40 | 51.0949 | 52.4569 | ≤5% | ≤1 m | pressure_indicators_2016_2021_all_scenarios.xlsx
2019 | 20 | GIR50_ISW_EF_L | 393 | 510 | 0 | 0 | 1 | 0 | 0 | 0 | 0 | 0 | 0 | 40 | 50.8445 | 53.0161 | ≤5% | ≤1 m | pressure_indicators_2016_2021_all_scenarios.xlsx
2019 | 20 | GIR50_ISW_EF_L | 397 | 535 | 0 | 0 | 1 | 0 | 0 | 0 | 0 | 0 | 0 | 40 | 64.9075 | 66.3813 | ≤5% | ≤1 m | pressure_indicators_2016_2021_all_scenarios.xlsx
2019 | 20 | GIR50_ISW_EF_L | 401 | 503 | 0 | 0 | 1 | 0 | 0 | 0 | 0 | 0 | 0 | 40 | 72.5291 | 74.0192 | ≤5% | ≤1 m | pressure_indicators_2016_2021_all_scenarios.xlsx
2019 | 20 | GIR50_ISW_EF_L | 405 | 518 | 0 | 0 | 1 | 0 | 0 | 0 | 0 | 0 | 0 | 40 | 62.9877 | 64.8826 | ≤5% | ≤1 m | pressure_indicators_2016_2021_all_scenarios.xlsx
2019 | 20 | GIR50_ISW_EF_L | 409 | 509 | 0 | 0 | 1 | 0 | 0 | 0 | 0 | 0 | 0 | 40 | 64.2383 | 65.8781 | ≤5% | ≤1 m | pressure_indicators_2016_2021_all_scenarios.xlsx
2019 | 20 | GIR50_ISW_EF_L | 414 | 523 | 0 | 0 | 1 | 0 | 0 | 0 | 0 | 0 | 0 | 40 | 50.2551 | 52.1123 | ≤5% | ≤1 m | pressure_indicators_2016_2021_all_scenarios.xlsx
2019 | 20 | GIR50_ISW_EF_L | 419 | 527 | 0 | 0 | 1 | 0 | 0 | 0 | 0 | 0 | 0 | 40 | 58.1706 | 60.5814 | ≤5% | ≤1 m | pressure_indicators_2016_2021_all_scenarios.xlsx
2019 | 20 | GIR50_ISW_EF_L | 423 | 525 | 0 | 0 | 1 | 0 | 0 | 0 | 0 | 0 | 0 | 40 | 60.091 | 62.503 | ≤5% | ≤1 m | pressure_indicators_2016_2021_all_scenarios.xlsx
2019 | 20 | GIR50_ISW_EF_L | 428 | 496 | 0 | 0 | 1 | 0 | 0 | 0 | 0 | 0 | 0 | 40 | 61.562 | 64.0991 | ≤5% | ≤1 m | pressure_indicators_2016_2021_all_scenarios.xlsx
2019 | 20 | GIR50_ISW_EF_L | 434 | 514 | 0 | 0 | 1 | 0 | 0 | 0 | 0 | 0 | 0 | 40 | 61.56 | 64.1393 | ≤5% | ≤1 m | pressure_indicators_2016_2021_all_scenarios.xlsx
2019 | 20 | GIR50_ISW_EF_L | 438 | 522 | 0 | 0 | 1 | 0 | 0 | 0 | 0 | 0 | 0 | 40 | 60.8725 | 63.6686 | ≤5% | ≤1 m | pressure_indicators_2016_2021_all_scenarios.xlsx
2019 | 20 | GIR50_ISW_EF_L | 508 | 537 | 0 | 0 | 1 | 0 | 0 | 0 | 0 | 0 | 0 | 40 | 57.7644 | 61.7919 | ≤5% | ≤1 m | pressure_indicators_2016_2021_all_scenarios.xlsx
2019 | 20 | GIR50_ISW_EF_L | 510 | 480 | 0 | 0 | 1 | 0 | 0 | 0 | 0 | 0 | 0 | 40 | 48.5139 | 52.8009 | ≤5% | ≤1 m | pressure_indicators_2016_2021_all_scenarios.xlsx
2019 | 20 | GIR50_ISW_EF_L | 512 | 505 | 0 | 0 | 1 | 0 | 0 | 0 | 0 | 0 | 0 | 40 | 54.2812 | 58.829 | ≤5% | ≤1 m | pressure_indicators_2016_2021_all_scenarios.xlsx
2019 | 20 | GIR50_ISW_EF_L | 514 | 533 | 0 | 0 | 1 | 0 | 0 | 0 | 0 | 0 | 0 | 40 | 53.8277 | 58.4141 | ≤5% | ≤1 m | pressure_indicators_2016_2021_all_scenarios.xlsx
2019 | 20 | GIR50_ISW_EF_L | 516 | 510 | 0 | 0 | 1 | 0 | 0 | 0 | 0 | 0 | 0 | 40 | 52.3291 | 56.9277 | ≤5% | ≤1 m | pressure_indicators_2016_2021_all_scenarios.xlsx
2019 | 20 | GIR50_ISW_EF_L | 518 | 540 | 0 | 0 | 1 | 0 | 0 | 0 | 0 | 0 | 0 | 40 | 52.5377 | 57.4777 | ≤5% | ≤1 m | pressure_indicators_2016_2021_all_scenarios.xlsx
2019 | 20 | GIR50_ISW_EF_L | 520 | 492 | 0 | 0 | 1 | 0 | 0 | 0 | 0 | 0 | 0 | 40 | 50.7431 | 55.6626 | ≤5% | ≤1 m | pressure_indicators_2016_2021_all_scenarios.xlsx
2019 | 20 | GIR50_ISW_EF_L | 522 | 547 | 0 | 0 | 1 | 0 | 0 | 0 | 0 | 0 | 0 | 40 | 47.4092 | 52.3683 | ≤5% | ≤1 m | pressure_indicators_2016_2021_all_scenarios.xlsx
2019 | 20 | GIR50_ISW_EF_L | 524 | 510 | 0 | 0 | 1 | 0 | 0 | 0 | 0 | 0 | 0 | 40 | 45.8538 | 50.9181 | ≤5% | ≤1 m | pressure_indicators_2016_2021_all_scenarios.xlsx
2019 | 20 | GIR50_ISW_EF_L | 526 | 513 | 0 | 0 | 1 | 0 | 0 | 0 | 0 | 0 | 0 | 40 | 48.0863 | 53.1761 | ≤5% | ≤1 m | pressure_indicators_2016_2021_all_scenarios.xlsx
2019 | 20 | GIR50_ISW_EF_L | 528 | 526 | 0 | 0 | 1 | 0 | 0 | 0 | 0 | 0 | 0 | 40 | 50.3152 | 55.4929 | ≤5% | ≤1 m | pressure_indicators_2016_2021_all_scenarios.xlsx
2019 | 20 | GIR50_ISW_EF_L | 530 | 521 | 0 | 0 | 1 | 0 | 0 | 0 | 0 | 0 | 0 | 40 | 51.4999 | 56.2506 | ≤5% | ≤1 m | pressure_indicators_2016_2021_all_scenarios.xlsx
2019 | 20 | GIR50_ISW_EF_L | 532 | 523 | 0 | 0 | 1 | 0 | 0 | 0 | 0 | 0 | 0 | 40 | 50.5416 | 55.1341 | ≤5% | ≤1 m | pressure_indicators_2016_2021_all_scenarios.xlsx
2019 | 20 | GIR50_ISW_EF_L | 536 | 542 | 0 | 0 | 1 | 0 | 0 | 0 | 0 | 0 | 0 | 40 | 45.3221 | 50.1602 | ≤5% | ≤1 m | pressure_indicators_2016_2021_all_scenarios.xlsx
2019 | 20 | GIR50_ISW_EF_L | 538 | 530 | 0 | 0 | 1 | 0 | 0 | 0 | 0 | 0 | 0 | 40 | 42.9812 | 47.8032 | ≤5% | ≤1 m | pressure_indicators_2016_2021_all_scenarios.xlsx
2019 | 20 | GIR50_ISW_EF_L | 540 | 511 | 0 | 0 | 1 | 0 | 0 | 0 | 0 | 0 | 0 | 40 | 45.3948 | 49.7208 | ≤5% | ≤1 m | pressure_indicators_2016_2021_all_scenarios.xlsx
2019 | 20 | GIR50_ISW_EF_L | 542 | 529 | 0 | 0 | 1 | 0 | 0 | 0 | 0 | 0 | 0 | 40 | 42.8965 | 47.696 | ≤5% | ≤1 m | pressure_indicators_2016_2021_all_scenarios.xlsx
2019 | 20 | GIR50_ISW_EF_L | 544 | 538 | 0 | 0 | 1 | 0 | 0 | 0 | 0 | 0 | 0 | 40 | 52.2263 | 56.8226 | ≤5% | ≤1 m | pressure_indicators_2016_2021_all_scenarios.xlsx
2019 | 20 | GIR50_ISW_EF_L | 546 | 533 | 0 | 0 | 1 | 0 | 0 | 0 | 0 | 0 | 0 | 40 | 53.2906 | 57.6001 | ≤5% | ≤1 m | pressure_indicators_2016_2021_all_scenarios.xlsx
2019 | 20 | GIR50_ISW_EF_L | 550 | 519 | 0 | 0 | 1 | 0 | 0 | 0 | 0 | 0 | 0 | 40 | 64.4655 | 69.1794 | ≤5% | ≤1 m | pressure_indicators_2016_2021_all_scenarios.xlsx
2019 | 20 | GIR50_ISW_EF_L | 552 | 508 | 0 | 0 | 1 | 0 | 0 | 0 | 0 | 0 | 0 | 40 | 52.6608 | 57.203 | ≤5% | ≤1 m | pressure_indicators_2016_2021_all_scenarios.xlsx
2019 | 20 | GIR50_ISW_EF_L | 554 | 529 | 0 | 0 | 1 | 0 | 0 | 0 | 0 | 0 | 0 | 40 | 43.3963 | 48.24 | ≤5% | ≤1 m | pressure_indicators_2016_2021_all_scenarios.xlsx
2019 | 20 | GIR50_ISW_EF_L | 556 | 521 | 0 | 0 | 1 | 0 | 0 | 0 | 0 | 0 | 0 | 40 | 41.1834 | 45.8673 | ≤5% | ≤1 m | pressure_indicators_2016_2021_all_scenarios.xlsx
2019 | 20 | GIR50_ISW_EF_L | 558 | 556 | 481 | 0.86511 | 0.13489 | 2.0055 | 2.3183 | 6.8203 | 0.050138 | 0.057956 | 0.09183 | 40 | 33.1797 | 38.0764 | >20% | 1–3 m | pressure_indicators_2016_2021_all_scenarios.xlsx
2019 | 20 | GIR50_ISW_EF_L | 562 | 523 | 0 | 0 | 1 | 0 | 0 | 0 | 0 | 0 | 0 | 40 | 45.5499 | 50.162 | ≤5% | ≤1 m | pressure_indicators_2016_2021_all_scenarios.xlsx
2019 | 20 | GIR50_ISW_EF_L | 571 | 527 | 0 | 0 | 1 | 0 | 0 | 0 | 0 | 0 | 0 | 40 | 77.7023 | 78.9824 | ≤5% | ≤1 m | pressure_indicators_2016_2021_all_scenarios.xlsx
2019 | 20 | GIR50_ISW_EF_L | 597 | 504 | 0 | 0 | 1 | 0 | 0 | 0 | 0 | 0 | 0 | 40 | 72.691 | 74.2678 | ≤5% | ≤1 m | pressure_indicators_2016_2021_all_scenarios.xlsx
2019 | 20 | GIR50_ISW_EF_L | 599 | 520 | 0 | 0 | 1 | 0 | 0 | 0 | 0 | 0 | 0 | 40 | 73.0816 | 74.6622 | ≤5% | ≤1 m | pressure_indicators_2016_2021_all_scenarios.xlsx
2019 | 20 | GIR50_ISW_EF_L | 603 | 494 | 0 | 0 | 1 | 0 | 0 | 0 | 0 | 0 | 0 | 40 | 47.0777 | 51.8694 | ≤5% | ≤1 m | pressure_indicators_2016_2021_all_scenarios.xlsx
2019 | 20 | GIR50_ISW_EF_L | 607 | 512 | 0 | 0 | 1 | 0 | 0 | 0 | 0 | 0 | 0 | 40 | 59.8824 | 63.8277 | ≤5% | ≤1 m | pressure_indicators_2016_2021_all_scenarios.xlsx
2019 | 30 | GIR90_ISW_EF_H | 135 | 532 | 0 | 0 | 1 | 0 | 0 | 0 | 0 | 0 | 0 | 40 | 73.5841 | 73.7281 | ≤5% | ≤1 m | pressure_indicators_2016_2021_all_scenarios.xlsx
2019 | 30 | GIR90_ISW_EF_H | 139 | 546 | 0 | 0 | 1 | 0 | 0 | 0 | 0 | 0 | 0 | 40 | 68.6845 | 68.9573 | ≤5% | ≤1 m | pressure_indicators_2016_2021_all_scenarios.xlsx
2019 | 30 | GIR90_ISW_EF_H | 165 | 518 | 0 | 0 | 1 | 0 | 0 | 0 | 0 | 0 | 0 | 40 | 81.7357 | 84.8822 | ≤5% | ≤1 m | pressure_indicators_2016_2021_all_scenarios.xlsx
2019 | 30 | GIR90_ISW_EF_H | 169 | 545 | 0 | 0 | 1 | 0 | 0 | 0 | 0 | 0 | 0 | 40 | 81.8378 | 85.2285 | ≤5% | ≤1 m | pressure_indicators_2016_2021_all_scenarios.xlsx
2019 | 30 | GIR90_ISW_EF_H | 173 | 554 | 0 | 0 | 1 | 0 | 0 | 0 | 0 | 0 | 0 | 40 | 79.4222 | 82.4151 | ≤5% | ≤1 m | pressure_indicators_2016_2021_all_scenarios.xlsx
2019 | 30 | GIR90_ISW_EF_H | 181 | 498 | 0 | 0 | 1 | 0 | 0 | 0 | 0 | 0 | 0 | 40 | 77.3804 | 80.3189 | ≤5% | ≤1 m | pressure_indicators_2016_2021_all_scenarios.xlsx
2019 | 30 | GIR90_ISW_EF_H | 189 | 531 | 0 | 0 | 1 | 0 | 0 | 0 | 0 | 0 | 0 | 40 | 70.6674 | 73.6997 | ≤5% | ≤1 m | pressure_indicators_2016_2021_all_scenarios.xlsx
2019 | 30 | GIR90_ISW_EF_H | 193 | 515 | 0 | 0 | 1 | 0 | 0 | 0 | 0 | 0 | 0 | 40 | 66.0292 | 70.233 | ≤5% | ≤1 m | pressure_indicators_2016_2021_all_scenarios.xlsx
2019 | 30 | GIR90_ISW_EF_H | 211 | 549 | 0 | 0 | 1 | 0 | 0 | 0 | 0 | 0 | 0 | 40 | 52.4535 | 56.8868 | ≤5% | ≤1 m | pressure_indicators_2016_2021_all_scenarios.xlsx
2019 | 30 | GIR90_ISW_EF_H | 220 | 518 | 0 | 0 | 1 | 0 | 0 | 0 | 0 | 0 | 0 | 40 | 60.0988 | 64.6033 | ≤5% | ≤1 m | pressure_indicators_2016_2021_all_scenarios.xlsx
2019 | 30 | GIR90_ISW_EF_H | 224 | 504 | 0 | 0 | 1 | 0 | 0 | 0 | 0 | 0 | 0 | 40 | 63.6378 | 66.7194 | ≤5% | ≤1 m | pressure_indicators_2016_2021_all_scenarios.xlsx
2019 | 30 | GIR90_ISW_EF_H | 228 | 513 | 0 | 0 | 1 | 0 | 0 | 0 | 0 | 0 | 0 | 40 | 68.1216 | 70.9362 | ≤5% | ≤1 m | pressure_indicators_2016_2021_all_scenarios.xlsx
2019 | 30 | GIR90_ISW_EF_H | 232 | 535 | 0 | 0 | 1 | 0 | 0 | 0 | 0 | 0 | 0 | 40 | 82.4779 | 83.1993 | ≤5% | ≤1 m | pressure_indicators_2016_2021_all_scenarios.xlsx
2019 | 30 | GIR90_ISW_EF_H | 234 | 506 | 0 | 0 | 1 | 0 | 0 | 0 | 0 | 0 | 0 | 40 | 54.7781 | 55.7188 | ≤5% | ≤1 m | pressure_indicators_2016_2021_all_scenarios.xlsx
2019 | 30 | GIR90_ISW_EF_H | 238 | 496 | 0 | 0 | 1 | 0 | 0 | 0 | 0 | 0 | 0 | 40 | 67.0926 | 68.1706 | ≤5% | ≤1 m | pressure_indicators_2016_2021_all_scenarios.xlsx
2019 | 30 | GIR90_ISW_EF_H | 248 | 515 | 0 | 0 | 1 | 0 | 0 | 0 | 0 | 0 | 0 | 40 | 68.4146 | 68.8674 | ≤5% | ≤1 m | pressure_indicators_2016_2021_all_scenarios.xlsx
2019 | 30 | GIR90_ISW_EF_H | 253 | 520 | 0 | 0 | 1 | 0 | 0 | 0 | 0 | 0 | 0 | 40 | 75.8322 | 76.4162 | ≤5% | ≤1 m | pressure_indicators_2016_2021_all_scenarios.xlsx
2019 | 30 | GIR90_ISW_EF_H | 266 | 517 | 0 | 0 | 1 | 0 | 0 | 0 | 0 | 0 | 0 | 40 | 78.8129 | 80.2068 | ≤5% | ≤1 m | pressure_indicators_2016_2021_all_scenarios.xlsx
2019 | 30 | GIR90_ISW_EF_H | 274 | 522 | 0 | 0 | 1 | 0 | 0 | 0 | 0 | 0 | 0 | 40 | 78.7436 | 80.4236 | ≤5% | ≤1 m | pressure_indicators_2016_2021_all_scenarios.xlsx
2019 | 30 | GIR90_ISW_EF_H | 282 | 523 | 0 | 0 | 1 | 0 | 0 | 0 | 0 | 0 | 0 | 40 | 80.1181 | 83.6777 | ≤5% | ≤1 m | pressure_indicators_2016_2021_all_scenarios.xlsx
2019 | 30 | GIR90_ISW_EF_H | 286 | 488 | 0 | 0 | 1 | 0 | 0 | 0 | 0 | 0 | 0 | 40 | 79.5896 | 82.0286 | ≤5% | ≤1 m | pressure_indicators_2016_2021_all_scenarios.xlsx
2019 | 30 | GIR90_ISW_EF_H | 290 | 503 | 0 | 0 | 1 | 0 | 0 | 0 | 0 | 0 | 0 | 40 | 84.4284 | 86.5324 | ≤5% | ≤1 m | pressure_indicators_2016_2021_all_scenarios.xlsx
2019 | 30 | GIR90_ISW_EF_H | 294 | 538 | 0 | 0 | 1 | 0 | 0 | 0 | 0 | 0 | 0 | 40 | 82.4171 | 84.282 | ≤5% | ≤1 m | pressure_indicators_2016_2021_all_scenarios.xlsx
2019 | 30 | GIR90_ISW_EF_H | 302 | 552 | 0 | 0 | 1 | 0 | 0 | 0 | 0 | 0 | 0 | 40 | 83.1213 | 84.8675 | ≤5% | ≤1 m | pressure_indicators_2016_2021_all_scenarios.xlsx
2019 | 30 | GIR90_ISW_EF_H | 306 | 524 | 0 | 0 | 1 | 0 | 0 | 0 | 0 | 0 | 0 | 40 | 62.2789 | 64.0777 | ≤5% | ≤1 m | pressure_indicators_2016_2021_all_scenarios.xlsx
2019 | 30 | GIR90_ISW_EF_H | 318 | 537 | 0 | 0 | 1 | 0 | 0 | 0 | 0 | 0 | 0 | 40 | 60.9878 | 63.3856 | ≤5% | ≤1 m | pressure_indicators_2016_2021_all_scenarios.xlsx
2019 | 30 | GIR90_ISW_EF_H | 323 | 504 | 0 | 0 | 1 | 0 | 0 | 0 | 0 | 0 | 0 | 40 | 60.7625 | 63.4402 | ≤5% | ≤1 m | pressure_indicators_2016_2021_all_scenarios.xlsx
2019 | 30 | GIR90_ISW_EF_H | 331 | 559 | 0 | 0 | 1 | 0 | 0 | 0 | 0 | 0 | 0 | 40 | 55.4352 | 61.5467 | ≤5% | ≤1 m | pressure_indicators_2016_2021_all_scenarios.xlsx
2019 | 30 | GIR90_ISW_EF_H | 333 | 524 | 0 | 0 | 1 | 0 | 0 | 0 | 0 | 0 | 0 | 40 | 59.6668 | 66.2559 | ≤5% | ≤1 m | pressure_indicators_2016_2021_all_scenarios.xlsx
2019 | 30 | GIR90_ISW_EF_H | 338 | 491 | 0 | 0 | 1 | 0 | 0 | 0 | 0 | 0 | 0 | 40 | 61.9699 | 67.9169 | ≤5% | ≤1 m | pressure_indicators_2016_2021_all_scenarios.xlsx
2019 | 30 | GIR90_ISW_EF_H | 342 | 536 | 0 | 0 | 1 | 0 | 0 | 0 | 0 | 0 | 0 | 40 | 64.9233 | 69.1755 | ≤5% | ≤1 m | pressure_indicators_2016_2021_all_scenarios.xlsx
2019 | 30 | GIR90_ISW_EF_H | 346 | 519 | 0 | 0 | 1 | 0 | 0 | 0 | 0 | 0 | 0 | 40 | 56.5459 | 58.8763 | ≤5% | ≤1 m | pressure_indicators_2016_2021_all_scenarios.xlsx
2019 | 30 | GIR90_ISW_EF_H | 350 | 509 | 270 | 0.53045 | 0.46955 | 10.8178 | 20.3935 | 22.233 | 0.27044 | 0.50984 | 0.52378 | 40 | 17.767 | 40.6138 | >20% | >6 m | pressure_indicators_2016_2021_all_scenarios.xlsx
2019 | 30 | GIR90_ISW_EF_H | 364 | 519 | 270 | 0.52023 | 0.47977 | 6.6842 | 12.8486 | 14.6881 | 0.16711 | 0.32121 | 0.33515 | 40 | 25.3119 | 36.8278 | >20% | >6 m | pressure_indicators_2016_2021_all_scenarios.xlsx
2019 | 30 | GIR90_ISW_EF_H | 372 | 516 | 0 | 0 | 1 | 0 | 0 | 0 | 0 | 0 | 0 | 40 | 70.2847 | 71.7404 | ≤5% | ≤1 m | pressure_indicators_2016_2021_all_scenarios.xlsx
2019 | 30 | GIR90_ISW_EF_H | 381 | 514 | 0 | 0 | 1 | 0 | 0 | 0 | 0 | 0 | 0 | 40 | 62.3406 | 63.4689 | ≤5% | ≤1 m | pressure_indicators_2016_2021_all_scenarios.xlsx
2019 | 30 | GIR90_ISW_EF_H | 385 | 521 | 0 | 0 | 1 | 0 | 0 | 0 | 0 | 0 | 0 | 40 | 49.6171 | 52.1928 | ≤5% | ≤1 m | pressure_indicators_2016_2021_all_scenarios.xlsx
2019 | 30 | GIR90_ISW_EF_H | 389 | 508 | 0 | 0 | 1 | 0 | 0 | 0 | 0 | 0 | 0 | 40 | 50.9962 | 52.4433 | ≤5% | ≤1 m | pressure_indicators_2016_2021_all_scenarios.xlsx
2019 | 30 | GIR90_ISW_EF_H | 393 | 519 | 0 | 0 | 1 | 0 | 0 | 0 | 0 | 0 | 0 | 40 | 51.2112 | 53.0125 | ≤5% | ≤1 m | pressure_indicators_2016_2021_all_scenarios.xlsx
2019 | 30 | GIR90_ISW_EF_H | 397 | 545 | 0 | 0 | 1 | 0 | 0 | 0 | 0 | 0 | 0 | 40 | 64.8049 | 66.3717 | ≤5% | ≤1 m | pressure_indicators_2016_2021_all_scenarios.xlsx
2019 | 30 | GIR90_ISW_EF_H | 401 | 542 | 0 | 0 | 1 | 0 | 0 | 0 | 0 | 0 | 0 | 40 | 72.4957 | 74.0016 | ≤5% | ≤1 m | pressure_indicators_2016_2021_all_scenarios.xlsx
2019 | 30 | GIR90_ISW_EF_H | 405 | 515 | 0 | 0 | 1 | 0 | 0 | 0 | 0 | 0 | 0 | 40 | 63.0715 | 64.9113 | ≤5% | ≤1 m | pressure_indicators_2016_2021_all_scenarios.xlsx
2019 | 30 | GIR90_ISW_EF_H | 409 | 524 | 0 | 0 | 1 | 0 | 0 | 0 | 0 | 0 | 0 | 40 | 64.0093 | 65.8495 | ≤5% | ≤1 m | pressure_indicators_2016_2021_all_scenarios.xlsx
2019 | 30 | GIR90_ISW_EF_H | 414 | 523 | 0 | 0 | 1 | 0 | 0 | 0 | 0 | 0 | 0 | 40 | 50.2227 | 52.1053 | ≤5% | ≤1 m | pressure_indicators_2016_2021_all_scenarios.xlsx
2019 | 30 | GIR90_ISW_EF_H | 419 | 536 | 0 | 0 | 1 | 0 | 0 | 0 | 0 | 0 | 0 | 40 | 58.5999 | 60.5779 | ≤5% | ≤1 m | pressure_indicators_2016_2021_all_scenarios.xlsx
2019 | 30 | GIR90_ISW_EF_H | 423 | 554 | 0 | 0 | 1 | 0 | 0 | 0 | 0 | 0 | 0 | 40 | 60.3893 | 62.5093 | ≤5% | ≤1 m | pressure_indicators_2016_2021_all_scenarios.xlsx
2019 | 30 | GIR90_ISW_EF_H | 428 | 508 | 0 | 0 | 1 | 0 | 0 | 0 | 0 | 0 | 0 | 40 | 62.0976 | 64.0821 | ≤5% | ≤1 m | pressure_indicators_2016_2021_all_scenarios.xlsx
2019 | 30 | GIR90_ISW_EF_H | 434 | 508 | 0 | 0 | 1 | 0 | 0 | 0 | 0 | 0 | 0 | 40 | 61.9257 | 64.156 | ≤5% | ≤1 m | pressure_indicators_2016_2021_all_scenarios.xlsx
2019 | 30 | GIR90_ISW_EF_H | 438 | 497 | 0 | 0 | 1 | 0 | 0 | 0 | 0 | 0 | 0 | 40 | 61.1206 | 63.7042 | ≤5% | ≤1 m | pressure_indicators_2016_2021_all_scenarios.xlsx
2019 | 30 | GIR90_ISW_EF_H | 508 | 519 | 0 | 0 | 1 | 0 | 0 | 0 | 0 | 0 | 0 | 40 | 56.1685 | 61.5782 | ≤5% | ≤1 m | pressure_indicators_2016_2021_all_scenarios.xlsx
2019 | 30 | GIR90_ISW_EF_H | 510 | 517 | 0 | 0 | 1 | 0 | 0 | 0 | 0 | 0 | 0 | 40 | 47.2816 | 52.758 | ≤5% | ≤1 m | pressure_indicators_2016_2021_all_scenarios.xlsx
2019 | 30 | GIR90_ISW_EF_H | 512 | 512 | 0 | 0 | 1 | 0 | 0 | 0 | 0 | 0 | 0 | 40 | 53.2127 | 58.8673 | ≤5% | ≤1 m | pressure_indicators_2016_2021_all_scenarios.xlsx
2019 | 30 | GIR90_ISW_EF_H | 514 | 485 | 0 | 0 | 1 | 0 | 0 | 0 | 0 | 0 | 0 | 40 | 52.7566 | 58.4485 | ≤5% | ≤1 m | pressure_indicators_2016_2021_all_scenarios.xlsx
2019 | 30 | GIR90_ISW_EF_H | 516 | 530 | 0 | 0 | 1 | 0 | 0 | 0 | 0 | 0 | 0 | 40 | 51.1459 | 56.8219 | ≤5% | ≤1 m | pressure_indicators_2016_2021_all_scenarios.xlsx
2019 | 30 | GIR90_ISW_EF_H | 518 | 548 | 0 | 0 | 1 | 0 | 0 | 0 | 0 | 0 | 0 | 40 | 51.6317 | 57.3097 | ≤5% | ≤1 m | pressure_indicators_2016_2021_all_scenarios.xlsx
2019 | 30 | GIR90_ISW_EF_H | 520 | 537 | 0 | 0 | 1 | 0 | 0 | 0 | 0 | 0 | 0 | 40 | 51.0817 | 55.5671 | ≤5% | ≤1 m | pressure_indicators_2016_2021_all_scenarios.xlsx
2019 | 30 | GIR90_ISW_EF_H | 522 | 540 | 0 | 0 | 1 | 0 | 0 | 0 | 0 | 0 | 0 | 40 | 46.6642 | 52.3127 | ≤5% | ≤1 m | pressure_indicators_2016_2021_all_scenarios.xlsx
2019 | 30 | GIR90_ISW_EF_H | 524 | 524 | 0 | 0 | 1 | 0 | 0 | 0 | 0 | 0 | 0 | 40 | 46.2944 | 50.8457 | ≤5% | ≤1 m | pressure_indicators_2016_2021_all_scenarios.xlsx
2019 | 30 | GIR90_ISW_EF_H | 526 | 530 | 0 | 0 | 1 | 0 | 0 | 0 | 0 | 0 | 0 | 40 | 48.6026 | 53.1725 | ≤5% | ≤1 m | pressure_indicators_2016_2021_all_scenarios.xlsx
2019 | 30 | GIR90_ISW_EF_H | 528 | 501 | 0 | 0 | 1 | 0 | 0 | 0 | 0 | 0 | 0 | 40 | 50.8315 | 55.3941 | ≤5% | ≤1 m | pressure_indicators_2016_2021_all_scenarios.xlsx
2019 | 30 | GIR90_ISW_EF_H | 530 | 539 | 0 | 0 | 1 | 0 | 0 | 0 | 0 | 0 | 0 | 40 | 50.9997 | 56.2006 | ≤5% | ≤1 m | pressure_indicators_2016_2021_all_scenarios.xlsx
2019 | 30 | GIR90_ISW_EF_H | 532 | 523 | 0 | 0 | 1 | 0 | 0 | 0 | 0 | 0 | 0 | 40 | 50.5336 | 55.0842 | ≤5% | ≤1 m | pressure_indicators_2016_2021_all_scenarios.xlsx
2019 | 30 | GIR90_ISW_EF_H | 536 | 515 | 0 | 0 | 1 | 0 | 0 | 0 | 0 | 0 | 0 | 40 | 44.1888 | 50.0047 | ≤5% | ≤1 m | pressure_indicators_2016_2021_all_scenarios.xlsx
2019 | 30 | GIR90_ISW_EF_H | 538 | 528 | 0 | 0 | 1 | 0 | 0 | 0 | 0 | 0 | 0 | 40 | 41.8307 | 47.8053 | ≤5% | ≤1 m | pressure_indicators_2016_2021_all_scenarios.xlsx
2019 | 30 | GIR90_ISW_EF_H | 540 | 520 | 0 | 0 | 1 | 0 | 0 | 0 | 0 | 0 | 0 | 40 | 44.8293 | 49.5599 | ≤5% | ≤1 m | pressure_indicators_2016_2021_all_scenarios.xlsx
2019 | 30 | GIR90_ISW_EF_H | 542 | 537 | 0 | 0 | 1 | 0 | 0 | 0 | 0 | 0 | 0 | 40 | 42.8412 | 47.5012 | ≤5% | ≤1 m | pressure_indicators_2016_2021_all_scenarios.xlsx
2019 | 30 | GIR90_ISW_EF_H | 544 | 506 | 0 | 0 | 1 | 0 | 0 | 0 | 0 | 0 | 0 | 40 | 50.5618 | 56.7845 | ≤5% | ≤1 m | pressure_indicators_2016_2021_all_scenarios.xlsx
2019 | 30 | GIR90_ISW_EF_H | 546 | 512 | 0 | 0 | 1 | 0 | 0 | 0 | 0 | 0 | 0 | 40 | 51.6262 | 57.5321 | ≤5% | ≤1 m | pressure_indicators_2016_2021_all_scenarios.xlsx
2019 | 30 | GIR90_ISW_EF_H | 550 | 525 | 0 | 0 | 1 | 0 | 0 | 0 | 0 | 0 | 0 | 40 | 62.8949 | 69.0917 | ≤5% | ≤1 m | pressure_indicators_2016_2021_all_scenarios.xlsx
2019 | 30 | GIR90_ISW_EF_H | 552 | 537 | 0 | 0 | 1 | 0 | 0 | 0 | 0 | 0 | 0 | 40 | 51.0111 | 57.1351 | ≤5% | ≤1 m | pressure_indicators_2016_2021_all_scenarios.xlsx
2019 | 30 | GIR90_ISW_EF_H | 554 | 543 | 0 | 0 | 1 | 0 | 0 | 0 | 0 | 0 | 0 | 40 | 42.1097 | 48.0915 | ≤5% | ≤1 m | pressure_indicators_2016_2021_all_scenarios.xlsx
2019 | 30 | GIR90_ISW_EF_H | 556 | 528 | 1 | 0.0018939 | 0.99811 | 4.2808e-05 | 0.022603 | 0.022603 | 1.0702e-06 | 0.00056507 | 0.00056507 | 40 | 39.9774 | 45.8846 | ≤5% | ≤1 m | pressure_indicators_2016_2021_all_scenarios.xlsx
2019 | 30 | GIR90_ISW_EF_H | 558 | 529 | 457 | 0.86389 | 0.13611 | 2.0685 | 2.3943 | 7.9949 | 0.051711 | 0.059858 | 0.091686 | 40 | 32.0051 | 38.0298 | >20% | 1–3 m | pressure_indicators_2016_2021_all_scenarios.xlsx
2019 | 30 | GIR90_ISW_EF_H | 562 | 539 | 0 | 0 | 1 | 0 | 0 | 0 | 0 | 0 | 0 | 40 | 44.3866 | 50.0788 | ≤5% | ≤1 m | pressure_indicators_2016_2021_all_scenarios.xlsx
2019 | 30 | GIR90_ISW_EF_H | 571 | 508 | 0 | 0 | 1 | 0 | 0 | 0 | 0 | 0 | 0 | 40 | 77.7401 | 78.948 | ≤5% | ≤1 m | pressure_indicators_2016_2021_all_scenarios.xlsx
2019 | 30 | GIR90_ISW_EF_H | 597 | 510 | 0 | 0 | 1 | 0 | 0 | 0 | 0 | 0 | 0 | 40 | 72.6265 | 74.2755 | ≤5% | ≤1 m | pressure_indicators_2016_2021_all_scenarios.xlsx
2019 | 30 | GIR90_ISW_EF_H | 599 | 525 | 0 | 0 | 1 | 0 | 0 | 0 | 0 | 0 | 0 | 40 | 73.0171 | 74.6577 | ≤5% | ≤1 m | pressure_indicators_2016_2021_all_scenarios.xlsx
2019 | 30 | GIR90_ISW_EF_H | 603 | 518 | 0 | 0 | 1 | 0 | 0 | 0 | 0 | 0 | 0 | 40 | 47.1664 | 51.7621 | ≤5% | ≤1 m | pressure_indicators_2016_2021_all_scenarios.xlsx
2019 | 30 | GIR90_ISW_EF_H | 607 | 525 | 0 | 0 | 1 | 0 | 0 | 0 | 0 | 0 | 0 | 40 | 58.8399 | 63.7838 | ≤5% | ≤1 m | pressure_indicators_2016_2021_all_scenarios.xlsx
2019 | 40 | GIR90_ISW_EF_L | 135 | 550 | 0 | 0 | 1 | 0 | 0 | 0 | 0 | 0 | 0 | 40 | 73.611 | 73.7279 | ≤5% | ≤1 m | pressure_indicators_2016_2021_all_scenarios.xlsx
2019 | 40 | GIR90_ISW_EF_L | 139 | 523 | 0 | 0 | 1 | 0 | 0 | 0 | 0 | 0 | 0 | 40 | 68.742 | 68.9539 | ≤5% | ≤1 m | pressure_indicators_2016_2021_all_scenarios.xlsx
2019 | 40 | GIR90_ISW_EF_L | 165 | 517 | 0 | 0 | 1 | 0 | 0 | 0 | 0 | 0 | 0 | 40 | 81.4611 | 84.8798 | ≤5% | ≤1 m | pressure_indicators_2016_2021_all_scenarios.xlsx
2019 | 40 | GIR90_ISW_EF_L | 169 | 530 | 0 | 0 | 1 | 0 | 0 | 0 | 0 | 0 | 0 | 40 | 81.4869 | 85.2669 | ≤5% | ≤1 m | pressure_indicators_2016_2021_all_scenarios.xlsx
2019 | 40 | GIR90_ISW_EF_L | 173 | 560 | 0 | 0 | 1 | 0 | 0 | 0 | 0 | 0 | 0 | 40 | 78.6266 | 82.4197 | ≤5% | ≤1 m | pressure_indicators_2016_2021_all_scenarios.xlsx
2019 | 40 | GIR90_ISW_EF_L | 181 | 522 | 0 | 0 | 1 | 0 | 0 | 0 | 0 | 0 | 0 | 40 | 77.0191 | 80.4098 | ≤5% | ≤1 m | pressure_indicators_2016_2021_all_scenarios.xlsx
2019 | 40 | GIR90_ISW_EF_L | 189 | 524 | 0 | 0 | 1 | 0 | 0 | 0 | 0 | 0 | 0 | 40 | 70.2917 | 73.6958 | ≤5% | ≤1 m | pressure_indicators_2016_2021_all_scenarios.xlsx
2019 | 40 | GIR90_ISW_EF_L | 193 | 529 | 0 | 0 | 1 | 0 | 0 | 0 | 0 | 0 | 0 | 40 | 66.277 | 70.333 | ≤5% | ≤1 m | pressure_indicators_2016_2021_all_scenarios.xlsx
2019 | 40 | GIR90_ISW_EF_L | 211 | 541 | 0 | 0 | 1 | 0 | 0 | 0 | 0 | 0 | 0 | 40 | 52.4498 | 56.7389 | ≤5% | ≤1 m | pressure_indicators_2016_2021_all_scenarios.xlsx
2019 | 40 | GIR90_ISW_EF_L | 220 | 531 | 0 | 0 | 1 | 0 | 0 | 0 | 0 | 0 | 0 | 40 | 60.0951 | 64.4765 | ≤5% | ≤1 m | pressure_indicators_2016_2021_all_scenarios.xlsx
2019 | 40 | GIR90_ISW_EF_L | 224 | 517 | 0 | 0 | 1 | 0 | 0 | 0 | 0 | 0 | 0 | 40 | 63.6341 | 66.7307 | ≤5% | ≤1 m | pressure_indicators_2016_2021_all_scenarios.xlsx
2019 | 40 | GIR90_ISW_EF_L | 228 | 541 | 0 | 0 | 1 | 0 | 0 | 0 | 0 | 0 | 0 | 40 | 68.118 | 71.0563 | ≤5% | ≤1 m | pressure_indicators_2016_2021_all_scenarios.xlsx
2019 | 40 | GIR90_ISW_EF_L | 232 | 516 | 0 | 0 | 1 | 0 | 0 | 0 | 0 | 0 | 0 | 40 | 82.4742 | 83.1971 | ≤5% | ≤1 m | pressure_indicators_2016_2021_all_scenarios.xlsx
2019 | 40 | GIR90_ISW_EF_L | 234 | 504 | 0 | 0 | 1 | 0 | 0 | 0 | 0 | 0 | 0 | 40 | 54.7744 | 55.7056 | ≤5% | ≤1 m | pressure_indicators_2016_2021_all_scenarios.xlsx
2019 | 40 | GIR90_ISW_EF_L | 238 | 496 | 0 | 0 | 1 | 0 | 0 | 0 | 0 | 0 | 0 | 40 | 67.0889 | 68.1728 | ≤5% | ≤1 m | pressure_indicators_2016_2021_all_scenarios.xlsx
2019 | 40 | GIR90_ISW_EF_L | 248 | 535 | 0 | 0 | 1 | 0 | 0 | 0 | 0 | 0 | 0 | 40 | 68.4468 | 68.8716 | ≤5% | ≤1 m | pressure_indicators_2016_2021_all_scenarios.xlsx
2019 | 40 | GIR90_ISW_EF_L | 253 | 518 | 0 | 0 | 1 | 0 | 0 | 0 | 0 | 0 | 0 | 40 | 75.969 | 76.4232 | ≤5% | ≤1 m | pressure_indicators_2016_2021_all_scenarios.xlsx
2019 | 40 | GIR90_ISW_EF_L | 266 | 516 | 0 | 0 | 1 | 0 | 0 | 0 | 0 | 0 | 0 | 40 | 79.1529 | 80.183 | ≤5% | ≤1 m | pressure_indicators_2016_2021_all_scenarios.xlsx
2019 | 40 | GIR90_ISW_EF_L | 274 | 524 | 0 | 0 | 1 | 0 | 0 | 0 | 0 | 0 | 0 | 40 | 79.1666 | 80.4162 | ≤5% | ≤1 m | pressure_indicators_2016_2021_all_scenarios.xlsx
2019 | 40 | GIR90_ISW_EF_L | 282 | 525 | 0 | 0 | 1 | 0 | 0 | 0 | 0 | 0 | 0 | 40 | 80.2363 | 83.5049 | ≤5% | ≤1 m | pressure_indicators_2016_2021_all_scenarios.xlsx
2019 | 40 | GIR90_ISW_EF_L | 286 | 538 | 0 | 0 | 1 | 0 | 0 | 0 | 0 | 0 | 0 | 40 | 79.7077 | 82.0369 | ≤5% | ≤1 m | pressure_indicators_2016_2021_all_scenarios.xlsx
2019 | 40 | GIR90_ISW_EF_L | 290 | 526 | 0 | 0 | 1 | 0 | 0 | 0 | 0 | 0 | 0 | 40 | 84.5465 | 86.4931 | ≤5% | ≤1 m | pressure_indicators_2016_2021_all_scenarios.xlsx
2019 | 40 | GIR90_ISW_EF_L | 294 | 491 | 0 | 0 | 1 | 0 | 0 | 0 | 0 | 0 | 0 | 40 | 82.8008 | 84.2592 | ≤5% | ≤1 m | pressure_indicators_2016_2021_all_scenarios.xlsx
2019 | 40 | GIR90_ISW_EF_L | 302 | 533 | 0 | 0 | 1 | 0 | 0 | 0 | 0 | 0 | 0 | 40 | 83.5443 | 84.841 | ≤5% | ≤1 m | pressure_indicators_2016_2021_all_scenarios.xlsx
2019 | 40 | GIR90_ISW_EF_L | 306 | 510 | 0 | 0 | 1 | 0 | 0 | 0 | 0 | 0 | 0 | 40 | 62.7019 | 64.0636 | ≤5% | ≤1 m | pressure_indicators_2016_2021_all_scenarios.xlsx
2019 | 40 | GIR90_ISW_EF_L | 318 | 506 | 0 | 0 | 1 | 0 | 0 | 0 | 0 | 0 | 0 | 40 | 60.6551 | 63.3665 | ≤5% | ≤1 m | pressure_indicators_2016_2021_all_scenarios.xlsx
2019 | 40 | GIR90_ISW_EF_L | 323 | 533 | 0 | 0 | 1 | 0 | 0 | 0 | 0 | 0 | 0 | 40 | 60.4289 | 63.3824 | ≤5% | ≤1 m | pressure_indicators_2016_2021_all_scenarios.xlsx
2019 | 40 | GIR90_ISW_EF_L | 331 | 493 | 0 | 0 | 1 | 0 | 0 | 0 | 0 | 0 | 0 | 40 | 55.683 | 61.6791 | ≤5% | ≤1 m | pressure_indicators_2016_2021_all_scenarios.xlsx
2019 | 40 | GIR90_ISW_EF_L | 333 | 522 | 0 | 0 | 1 | 0 | 0 | 0 | 0 | 0 | 0 | 40 | 59.9146 | 66.5334 | ≤5% | ≤1 m | pressure_indicators_2016_2021_all_scenarios.xlsx
2019 | 40 | GIR90_ISW_EF_L | 338 | 544 | 0 | 0 | 1 | 0 | 0 | 0 | 0 | 0 | 0 | 40 | 62.2177 | 68.2483 | ≤5% | ≤1 m | pressure_indicators_2016_2021_all_scenarios.xlsx
2019 | 40 | GIR90_ISW_EF_L | 342 | 528 | 0 | 0 | 1 | 0 | 0 | 0 | 0 | 0 | 0 | 40 | 65.1711 | 69.1823 | ≤5% | ≤1 m | pressure_indicators_2016_2021_all_scenarios.xlsx
2019 | 40 | GIR90_ISW_EF_L | 346 | 513 | 0 | 0 | 1 | 0 | 0 | 0 | 0 | 0 | 0 | 40 | 56.5315 | 58.853 | ≤5% | ≤1 m | pressure_indicators_2016_2021_all_scenarios.xlsx
2019 | 40 | GIR90_ISW_EF_L | 350 | 552 | 286 | 0.51812 | 0.48188 | 10.589 | 20.4375 | 22.1924 | 0.26473 | 0.51094 | 0.52309 | 40 | 17.8076 | 41.1493 | >20% | >6 m | pressure_indicators_2016_2021_all_scenarios.xlsx
2019 | 40 | GIR90_ISW_EF_L | 364 | 531 | 286 | 0.53861 | 0.46139 | 6.944 | 12.8926 | 14.6475 | 0.1736 | 0.32231 | 0.33447 | 40 | 25.3525 | 36.4467 | >20% | >6 m | pressure_indicators_2016_2021_all_scenarios.xlsx
2019 | 40 | GIR90_ISW_EF_L | 372 | 521 | 0 | 0 | 1 | 0 | 0 | 0 | 0 | 0 | 0 | 40 | 70.3821 | 71.6934 | ≤5% | ≤1 m | pressure_indicators_2016_2021_all_scenarios.xlsx
2019 | 40 | GIR90_ISW_EF_L | 381 | 534 | 0 | 0 | 1 | 0 | 0 | 0 | 0 | 0 | 0 | 40 | 62.341 | 63.4605 | ≤5% | ≤1 m | pressure_indicators_2016_2021_all_scenarios.xlsx
2019 | 40 | GIR90_ISW_EF_L | 385 | 523 | 0 | 0 | 1 | 0 | 0 | 0 | 0 | 0 | 0 | 40 | 49.6176 | 52.1963 | ≤5% | ≤1 m | pressure_indicators_2016_2021_all_scenarios.xlsx
2019 | 40 | GIR90_ISW_EF_L | 389 | 540 | 0 | 0 | 1 | 0 | 0 | 0 | 0 | 0 | 0 | 40 | 50.9967 | 52.455 | ≤5% | ≤1 m | pressure_indicators_2016_2021_all_scenarios.xlsx
2019 | 40 | GIR90_ISW_EF_L | 393 | 517 | 0 | 0 | 1 | 0 | 0 | 0 | 0 | 0 | 0 | 40 | 51.0257 | 53.0272 | ≤5% | ≤1 m | pressure_indicators_2016_2021_all_scenarios.xlsx
2019 | 40 | GIR90_ISW_EF_L | 397 | 518 | 0 | 0 | 1 | 0 | 0 | 0 | 0 | 0 | 0 | 40 | 64.9197 | 66.3486 | ≤5% | ≤1 m | pressure_indicators_2016_2021_all_scenarios.xlsx
2019 | 40 | GIR90_ISW_EF_L | 401 | 509 | 0 | 0 | 1 | 0 | 0 | 0 | 0 | 0 | 0 | 40 | 72.8441 | 74.0277 | ≤5% | ≤1 m | pressure_indicators_2016_2021_all_scenarios.xlsx
2019 | 40 | GIR90_ISW_EF_L | 405 | 533 | 0 | 0 | 1 | 0 | 0 | 0 | 0 | 0 | 0 | 40 | 63.1439 | 64.8949 | ≤5% | ≤1 m | pressure_indicators_2016_2021_all_scenarios.xlsx
2019 | 40 | GIR90_ISW_EF_L | 409 | 531 | 0 | 0 | 1 | 0 | 0 | 0 | 0 | 0 | 0 | 40 | 64.3642 | 65.9054 | ≤5% | ≤1 m | pressure_indicators_2016_2021_all_scenarios.xlsx
2019 | 40 | GIR90_ISW_EF_L | 414 | 538 | 0 | 0 | 1 | 0 | 0 | 0 | 0 | 0 | 0 | 40 | 50.1493 | 52.1148 | ≤5% | ≤1 m | pressure_indicators_2016_2021_all_scenarios.xlsx
2019 | 40 | GIR90_ISW_EF_L | 419 | 492 | 0 | 0 | 1 | 0 | 0 | 0 | 0 | 0 | 0 | 40 | 58.4214 | 60.5785 | ≤5% | ≤1 m | pressure_indicators_2016_2021_all_scenarios.xlsx
2019 | 40 | GIR90_ISW_EF_L | 423 | 514 | 0 | 0 | 1 | 0 | 0 | 0 | 0 | 0 | 0 | 40 | 60.3711 | 62.542 | ≤5% | ≤1 m | pressure_indicators_2016_2021_all_scenarios.xlsx
2019 | 40 | GIR90_ISW_EF_L | 428 | 513 | 0 | 0 | 1 | 0 | 0 | 0 | 0 | 0 | 0 | 40 | 61.8964 | 64.0843 | ≤5% | ≤1 m | pressure_indicators_2016_2021_all_scenarios.xlsx
2019 | 40 | GIR90_ISW_EF_L | 434 | 531 | 0 | 0 | 1 | 0 | 0 | 0 | 0 | 0 | 0 | 40 | 61.8843 | 64.1497 | ≤5% | ≤1 m | pressure_indicators_2016_2021_all_scenarios.xlsx
2019 | 40 | GIR90_ISW_EF_L | 438 | 513 | 0 | 0 | 1 | 0 | 0 | 0 | 0 | 0 | 0 | 40 | 61.1061 | 63.6238 | ≤5% | ≤1 m | pressure_indicators_2016_2021_all_scenarios.xlsx
2019 | 40 | GIR90_ISW_EF_L | 508 | 496 | 0 | 0 | 1 | 0 | 0 | 0 | 0 | 0 | 0 | 40 | 56.4516 | 61.5711 | ≤5% | ≤1 m | pressure_indicators_2016_2021_all_scenarios.xlsx
2019 | 40 | GIR90_ISW_EF_L | 510 | 510 | 0 | 0 | 1 | 0 | 0 | 0 | 0 | 0 | 0 | 40 | 47.5943 | 52.7939 | ≤5% | ≤1 m | pressure_indicators_2016_2021_all_scenarios.xlsx
2019 | 40 | GIR90_ISW_EF_L | 512 | 500 | 0 | 0 | 1 | 0 | 0 | 0 | 0 | 0 | 0 | 40 | 53.5619 | 58.9317 | ≤5% | ≤1 m | pressure_indicators_2016_2021_all_scenarios.xlsx
2019 | 40 | GIR90_ISW_EF_L | 514 | 548 | 0 | 0 | 1 | 0 | 0 | 0 | 0 | 0 | 0 | 40 | 53.1281 | 58.4294 | ≤5% | ≤1 m | pressure_indicators_2016_2021_all_scenarios.xlsx
2019 | 40 | GIR90_ISW_EF_L | 516 | 533 | 0 | 0 | 1 | 0 | 0 | 0 | 0 | 0 | 0 | 40 | 51.897 | 56.9063 | ≤5% | ≤1 m | pressure_indicators_2016_2021_all_scenarios.xlsx
2019 | 40 | GIR90_ISW_EF_L | 518 | 515 | 0 | 0 | 1 | 0 | 0 | 0 | 0 | 0 | 0 | 40 | 51.9886 | 57.3941 | ≤5% | ≤1 m | pressure_indicators_2016_2021_all_scenarios.xlsx
2019 | 40 | GIR90_ISW_EF_L | 520 | 524 | 0 | 0 | 1 | 0 | 0 | 0 | 0 | 0 | 0 | 40 | 50.0072 | 55.6287 | ≤5% | ≤1 m | pressure_indicators_2016_2021_all_scenarios.xlsx
2019 | 40 | GIR90_ISW_EF_L | 522 | 507 | 0 | 0 | 1 | 0 | 0 | 0 | 0 | 0 | 0 | 40 | 46.6257 | 52.31 | ≤5% | ≤1 m | pressure_indicators_2016_2021_all_scenarios.xlsx
2019 | 40 | GIR90_ISW_EF_L | 524 | 536 | 0 | 0 | 1 | 0 | 0 | 0 | 0 | 0 | 0 | 40 | 45.0371 | 50.8694 | ≤5% | ≤1 m | pressure_indicators_2016_2021_all_scenarios.xlsx
2019 | 40 | GIR90_ISW_EF_L | 526 | 533 | 0 | 0 | 1 | 0 | 0 | 0 | 0 | 0 | 0 | 40 | 47.2683 | 53.1308 | ≤5% | ≤1 m | pressure_indicators_2016_2021_all_scenarios.xlsx
2019 | 40 | GIR90_ISW_EF_L | 528 | 530 | 0 | 0 | 1 | 0 | 0 | 0 | 0 | 0 | 0 | 40 | 49.4972 | 55.4849 | ≤5% | ≤1 m | pressure_indicators_2016_2021_all_scenarios.xlsx
2019 | 40 | GIR90_ISW_EF_L | 530 | 523 | 0 | 0 | 1 | 0 | 0 | 0 | 0 | 0 | 0 | 40 | 50.682 | 56.2565 | ≤5% | ≤1 m | pressure_indicators_2016_2021_all_scenarios.xlsx
2019 | 40 | GIR90_ISW_EF_L | 532 | 525 | 0 | 0 | 1 | 0 | 0 | 0 | 0 | 0 | 0 | 40 | 49.8289 | 55.0766 | ≤5% | ≤1 m | pressure_indicators_2016_2021_all_scenarios.xlsx
2019 | 40 | GIR90_ISW_EF_L | 536 | 543 | 0 | 0 | 1 | 0 | 0 | 0 | 0 | 0 | 0 | 40 | 44.7466 | 50.0886 | ≤5% | ≤1 m | pressure_indicators_2016_2021_all_scenarios.xlsx
2019 | 40 | GIR90_ISW_EF_L | 538 | 501 | 0 | 0 | 1 | 0 | 0 | 0 | 0 | 0 | 0 | 40 | 42.4095 | 47.8215 | ≤5% | ≤1 m | pressure_indicators_2016_2021_all_scenarios.xlsx
2019 | 40 | GIR90_ISW_EF_L | 540 | 513 | 0 | 0 | 1 | 0 | 0 | 0 | 0 | 0 | 0 | 40 | 44.1707 | 49.7085 | ≤5% | ≤1 m | pressure_indicators_2016_2021_all_scenarios.xlsx
2019 | 40 | GIR90_ISW_EF_L | 542 | 511 | 0 | 0 | 1 | 0 | 0 | 0 | 0 | 0 | 0 | 40 | 42.1826 | 47.6253 | ≤5% | ≤1 m | pressure_indicators_2016_2021_all_scenarios.xlsx
2019 | 40 | GIR90_ISW_EF_L | 544 | 539 | 0 | 0 | 1 | 0 | 0 | 0 | 0 | 0 | 0 | 40 | 51.3988 | 56.76 | ≤5% | ≤1 m | pressure_indicators_2016_2021_all_scenarios.xlsx
2019 | 40 | GIR90_ISW_EF_L | 546 | 526 | 0 | 0 | 1 | 0 | 0 | 0 | 0 | 0 | 0 | 40 | 52.4632 | 57.6146 | ≤5% | ≤1 m | pressure_indicators_2016_2021_all_scenarios.xlsx
2019 | 40 | GIR90_ISW_EF_L | 550 | 526 | 0 | 0 | 1 | 0 | 0 | 0 | 0 | 0 | 0 | 40 | 63.7893 | 69.1368 | ≤5% | ≤1 m | pressure_indicators_2016_2021_all_scenarios.xlsx
2019 | 40 | GIR90_ISW_EF_L | 552 | 509 | 0 | 0 | 1 | 0 | 0 | 0 | 0 | 0 | 0 | 40 | 51.9054 | 57.1777 | ≤5% | ≤1 m | pressure_indicators_2016_2021_all_scenarios.xlsx
2019 | 40 | GIR90_ISW_EF_L | 554 | 521 | 0 | 0 | 1 | 0 | 0 | 0 | 0 | 0 | 0 | 40 | 42.8028 | 48.1684 | ≤5% | ≤1 m | pressure_indicators_2016_2021_all_scenarios.xlsx
2019 | 40 | GIR90_ISW_EF_L | 556 | 530 | 0 | 0 | 1 | 0 | 0 | 0 | 0 | 0 | 0 | 40 | 40.609 | 45.9642 | ≤5% | ≤1 m | pressure_indicators_2016_2021_all_scenarios.xlsx
2019 | 40 | GIR90_ISW_EF_L | 558 | 521 | 449 | 0.8618 | 0.1382 | 2.0327 | 2.3587 | 7.2991 | 0.050818 | 0.058966 | 0.094829 | 40 | 32.7009 | 38.0465 | >20% | 1–3 m | pressure_indicators_2016_2021_all_scenarios.xlsx
2019 | 40 | GIR90_ISW_EF_L | 562 | 524 | 0 | 0 | 1 | 0 | 0 | 0 | 0 | 0 | 0 | 40 | 44.9791 | 50.2249 | ≤5% | ≤1 m | pressure_indicators_2016_2021_all_scenarios.xlsx
2019 | 40 | GIR90_ISW_EF_L | 571 | 505 | 0 | 0 | 1 | 0 | 0 | 0 | 0 | 0 | 0 | 40 | 77.7145 | 78.9488 | ≤5% | ≤1 m | pressure_indicators_2016_2021_all_scenarios.xlsx
2019 | 40 | GIR90_ISW_EF_L | 597 | 529 | 0 | 0 | 1 | 0 | 0 | 0 | 0 | 0 | 0 | 40 | 72.6807 | 74.2828 | ≤5% | ≤1 m | pressure_indicators_2016_2021_all_scenarios.xlsx
2019 | 40 | GIR90_ISW_EF_L | 599 | 516 | 0 | 0 | 1 | 0 | 0 | 0 | 0 | 0 | 0 | 40 | 73.0713 | 74.6259 | ≤5% | ≤1 m | pressure_indicators_2016_2021_all_scenarios.xlsx
2019 | 40 | GIR90_ISW_EF_L | 603 | 534 | 0 | 0 | 1 | 0 | 0 | 0 | 0 | 0 | 0 | 40 | 46.4997 | 51.9072 | ≤5% | ≤1 m | pressure_indicators_2016_2021_all_scenarios.xlsx
2019 | 40 | GIR90_ISW_EF_L | 607 | 506 | 0 | 0 | 1 | 0 | 0 | 0 | 0 | 0 | 0 | 40 | 59.123 | 63.7908 | ≤5% | ≤1 m | pressure_indicators_2016_2021_all_scenarios.xlsx
2020 | 10 | GIR50_ISW_EF_H | 135 | 522 | 0 | 0 | 1 | 0 | 0 | 0 | 0 | 0 | 0 | 40 | 73.5927 | 73.7292 | ≤5% | ≤1 m | pressure_indicators_2016_2021_all_scenarios.xlsx
2020 | 10 | GIR50_ISW_EF_H | 139 | 523 | 0 | 0 | 1 | 0 | 0 | 0 | 0 | 0 | 0 | 40 | 68.6963 | 68.9557 | ≤5% | ≤1 m | pressure_indicators_2016_2021_all_scenarios.xlsx
2020 | 10 | GIR50_ISW_EF_H | 165 | 527 | 0 | 0 | 1 | 0 | 0 | 0 | 0 | 0 | 0 | 40 | 82.0946 | 84.9465 | ≤5% | ≤1 m | pressure_indicators_2016_2021_all_scenarios.xlsx
2020 | 10 | GIR50_ISW_EF_H | 169 | 531 | 0 | 0 | 1 | 0 | 0 | 0 | 0 | 0 | 0 | 40 | 82.0171 | 85.3141 | ≤5% | ≤1 m | pressure_indicators_2016_2021_all_scenarios.xlsx
2020 | 10 | GIR50_ISW_EF_H | 173 | 538 | 0 | 0 | 1 | 0 | 0 | 0 | 0 | 0 | 0 | 40 | 79.1568 | 82.4155 | ≤5% | ≤1 m | pressure_indicators_2016_2021_all_scenarios.xlsx
2020 | 10 | GIR50_ISW_EF_H | 181 | 523 | 0 | 0 | 1 | 0 | 0 | 0 | 0 | 0 | 0 | 40 | 77.5068 | 80.4028 | ≤5% | ≤1 m | pressure_indicators_2016_2021_all_scenarios.xlsx
2020 | 10 | GIR50_ISW_EF_H | 189 | 523 | 0 | 0 | 1 | 0 | 0 | 0 | 0 | 0 | 0 | 40 | 70.7499 | 73.6792 | ≤5% | ≤1 m | pressure_indicators_2016_2021_all_scenarios.xlsx
2020 | 10 | GIR50_ISW_EF_H | 193 | 521 | 0 | 0 | 1 | 0 | 0 | 0 | 0 | 0 | 0 | 40 | 66.1924 | 70.3014 | ≤5% | ≤1 m | pressure_indicators_2016_2021_all_scenarios.xlsx
2020 | 10 | GIR50_ISW_EF_H | 211 | 517 | 0 | 0 | 1 | 0 | 0 | 0 | 0 | 0 | 0 | 40 | 52.4114 | 56.7056 | ≤5% | ≤1 m | pressure_indicators_2016_2021_all_scenarios.xlsx
2020 | 10 | GIR50_ISW_EF_H | 220 | 524 | 0 | 0 | 1 | 0 | 0 | 0 | 0 | 0 | 0 | 40 | 60.0567 | 64.5768 | ≤5% | ≤1 m | pressure_indicators_2016_2021_all_scenarios.xlsx
2020 | 10 | GIR50_ISW_EF_H | 224 | 526 | 0 | 0 | 1 | 0 | 0 | 0 | 0 | 0 | 0 | 40 | 63.5957 | 66.7684 | ≤5% | ≤1 m | pressure_indicators_2016_2021_all_scenarios.xlsx
2020 | 10 | GIR50_ISW_EF_H | 228 | 511 | 0 | 0 | 1 | 0 | 0 | 0 | 0 | 0 | 0 | 40 | 68.0795 | 70.985 | ≤5% | ≤1 m | pressure_indicators_2016_2021_all_scenarios.xlsx
2020 | 10 | GIR50_ISW_EF_H | 232 | 523 | 0 | 0 | 1 | 0 | 0 | 0 | 0 | 0 | 0 | 40 | 82.4358 | 83.1984 | ≤5% | ≤1 m | pressure_indicators_2016_2021_all_scenarios.xlsx
2020 | 10 | GIR50_ISW_EF_H | 234 | 556 | 0 | 0 | 1 | 0 | 0 | 0 | 0 | 0 | 0 | 40 | 54.736 | 55.7002 | ≤5% | ≤1 m | pressure_indicators_2016_2021_all_scenarios.xlsx
2020 | 10 | GIR50_ISW_EF_H | 238 | 521 | 0 | 0 | 1 | 0 | 0 | 0 | 0 | 0 | 0 | 40 | 67.0505 | 68.1158 | ≤5% | ≤1 m | pressure_indicators_2016_2021_all_scenarios.xlsx
2020 | 10 | GIR50_ISW_EF_H | 248 | 537 | 0 | 0 | 1 | 0 | 0 | 0 | 0 | 0 | 0 | 40 | 68.4403 | 68.8608 | ≤5% | ≤1 m | pressure_indicators_2016_2021_all_scenarios.xlsx
2020 | 10 | GIR50_ISW_EF_H | 253 | 512 | 0 | 0 | 1 | 0 | 0 | 0 | 0 | 0 | 0 | 40 | 75.8672 | 76.4091 | ≤5% | ≤1 m | pressure_indicators_2016_2021_all_scenarios.xlsx
2020 | 10 | GIR50_ISW_EF_H | 266 | 533 | 0 | 0 | 1 | 0 | 0 | 0 | 0 | 0 | 0 | 40 | 79.0163 | 80.1655 | ≤5% | ≤1 m | pressure_indicators_2016_2021_all_scenarios.xlsx
2020 | 10 | GIR50_ISW_EF_H | 274 | 524 | 0 | 0 | 1 | 0 | 0 | 0 | 0 | 0 | 0 | 40 | 78.947 | 80.4018 | ≤5% | ≤1 m | pressure_indicators_2016_2021_all_scenarios.xlsx
2020 | 10 | GIR50_ISW_EF_H | 282 | 502 | 0 | 0 | 1 | 0 | 0 | 0 | 0 | 0 | 0 | 40 | 79.9468 | 83.4045 | ≤5% | ≤1 m | pressure_indicators_2016_2021_all_scenarios.xlsx
2020 | 10 | GIR50_ISW_EF_H | 286 | 535 | 0 | 0 | 1 | 0 | 0 | 0 | 0 | 0 | 0 | 40 | 79.4183 | 82.0417 | ≤5% | ≤1 m | pressure_indicators_2016_2021_all_scenarios.xlsx
2020 | 10 | GIR50_ISW_EF_H | 290 | 541 | 0 | 0 | 1 | 0 | 0 | 0 | 0 | 0 | 0 | 40 | 84.2571 | 86.5414 | ≤5% | ≤1 m | pressure_indicators_2016_2021_all_scenarios.xlsx
2020 | 10 | GIR50_ISW_EF_H | 294 | 553 | 0 | 0 | 1 | 0 | 0 | 0 | 0 | 0 | 0 | 40 | 82.5114 | 84.2548 | ≤5% | ≤1 m | pressure_indicators_2016_2021_all_scenarios.xlsx
2020 | 10 | GIR50_ISW_EF_H | 302 | 491 | 0 | 0 | 1 | 0 | 0 | 0 | 0 | 0 | 0 | 40 | 83.3247 | 84.7979 | ≤5% | ≤1 m | pressure_indicators_2016_2021_all_scenarios.xlsx
2020 | 10 | GIR50_ISW_EF_H | 306 | 517 | 0 | 0 | 1 | 0 | 0 | 0 | 0 | 0 | 0 | 40 | 62.4823 | 64.0729 | ≤5% | ≤1 m | pressure_indicators_2016_2021_all_scenarios.xlsx
2020 | 10 | GIR50_ISW_EF_H | 318 | 505 | 0 | 0 | 1 | 0 | 0 | 0 | 0 | 0 | 0 | 40 | 60.9408 | 63.3287 | ≤5% | ≤1 m | pressure_indicators_2016_2021_all_scenarios.xlsx
2020 | 10 | GIR50_ISW_EF_H | 323 | 528 | 0 | 0 | 1 | 0 | 0 | 0 | 0 | 0 | 0 | 40 | 60.7153 | 63.4327 | ≤5% | ≤1 m | pressure_indicators_2016_2021_all_scenarios.xlsx
2020 | 10 | GIR50_ISW_EF_H | 331 | 547 | 0 | 0 | 1 | 0 | 0 | 0 | 0 | 0 | 0 | 40 | 55.5984 | 61.7195 | ≤5% | ≤1 m | pressure_indicators_2016_2021_all_scenarios.xlsx
2020 | 10 | GIR50_ISW_EF_H | 333 | 518 | 0 | 0 | 1 | 0 | 0 | 0 | 0 | 0 | 0 | 40 | 59.83 | 66.2946 | ≤5% | ≤1 m | pressure_indicators_2016_2021_all_scenarios.xlsx
2020 | 10 | GIR50_ISW_EF_H | 338 | 508 | 0 | 0 | 1 | 0 | 0 | 0 | 0 | 0 | 0 | 40 | 62.1331 | 68.2058 | ≤5% | ≤1 m | pressure_indicators_2016_2021_all_scenarios.xlsx
2020 | 10 | GIR50_ISW_EF_H | 342 | 507 | 0 | 0 | 1 | 0 | 0 | 0 | 0 | 0 | 0 | 40 | 65.0864 | 69.1669 | ≤5% | ≤1 m | pressure_indicators_2016_2021_all_scenarios.xlsx
2020 | 10 | GIR50_ISW_EF_H | 346 | 497 | 0 | 0 | 1 | 0 | 0 | 0 | 0 | 0 | 0 | 40 | 56.6777 | 58.8108 | ≤5% | ≤1 m | pressure_indicators_2016_2021_all_scenarios.xlsx
2020 | 10 | GIR50_ISW_EF_H | 350 | 501 | 265 | 0.52894 | 0.47106 | 10.7912 | 20.4015 | 22.1578 | 0.26978 | 0.51004 | 0.52427 | 40 | 17.8422 | 40.6722 | >20% | >6 m | pressure_indicators_2016_2021_all_scenarios.xlsx
2020 | 10 | GIR50_ISW_EF_H | 364 | 539 | 265 | 0.49165 | 0.50835 | 6.321 | 12.8566 | 14.6129 | 0.15802 | 0.32141 | 0.33565 | 40 | 25.3871 | 37.4132 | >20% | >6 m | pressure_indicators_2016_2021_all_scenarios.xlsx
2020 | 10 | GIR50_ISW_EF_H | 372 | 532 | 0 | 0 | 1 | 0 | 0 | 0 | 0 | 0 | 0 | 40 | 70.3885 | 71.7068 | ≤5% | ≤1 m | pressure_indicators_2016_2021_all_scenarios.xlsx
2020 | 10 | GIR50_ISW_EF_H | 381 | 501 | 0 | 0 | 1 | 0 | 0 | 0 | 0 | 0 | 0 | 40 | 62.456 | 63.4644 | ≤5% | ≤1 m | pressure_indicators_2016_2021_all_scenarios.xlsx
2020 | 10 | GIR50_ISW_EF_H | 385 | 538 | 0 | 0 | 1 | 0 | 0 | 0 | 0 | 0 | 0 | 40 | 49.7879 | 52.1745 | ≤5% | ≤1 m | pressure_indicators_2016_2021_all_scenarios.xlsx
2020 | 10 | GIR50_ISW_EF_H | 389 | 538 | 0 | 0 | 1 | 0 | 0 | 0 | 0 | 0 | 0 | 40 | 51.167 | 52.4361 | ≤5% | ≤1 m | pressure_indicators_2016_2021_all_scenarios.xlsx
2020 | 10 | GIR50_ISW_EF_H | 393 | 543 | 0 | 0 | 1 | 0 | 0 | 0 | 0 | 0 | 0 | 40 | 51.1318 | 53.0073 | ≤5% | ≤1 m | pressure_indicators_2016_2021_all_scenarios.xlsx
2020 | 10 | GIR50_ISW_EF_H | 397 | 525 | 0 | 0 | 1 | 0 | 0 | 0 | 0 | 0 | 0 | 40 | 64.9213 | 66.3819 | ≤5% | ≤1 m | pressure_indicators_2016_2021_all_scenarios.xlsx
2020 | 10 | GIR50_ISW_EF_H | 401 | 511 | 0 | 0 | 1 | 0 | 0 | 0 | 0 | 0 | 0 | 40 | 72.5982 | 74.03 | ≤5% | ≤1 m | pressure_indicators_2016_2021_all_scenarios.xlsx
2020 | 10 | GIR50_ISW_EF_H | 405 | 516 | 0 | 0 | 1 | 0 | 0 | 0 | 0 | 0 | 0 | 40 | 63.1541 | 64.9128 | ≤5% | ≤1 m | pressure_indicators_2016_2021_all_scenarios.xlsx
2020 | 10 | GIR50_ISW_EF_H | 409 | 558 | 0 | 0 | 1 | 0 | 0 | 0 | 0 | 0 | 0 | 40 | 64.092 | 65.8935 | ≤5% | ≤1 m | pressure_indicators_2016_2021_all_scenarios.xlsx
2020 | 10 | GIR50_ISW_EF_H | 414 | 516 | 0 | 0 | 1 | 0 | 0 | 0 | 0 | 0 | 0 | 40 | 50.0983 | 52.0982 | ≤5% | ≤1 m | pressure_indicators_2016_2021_all_scenarios.xlsx
2020 | 10 | GIR50_ISW_EF_H | 419 | 522 | 0 | 0 | 1 | 0 | 0 | 0 | 0 | 0 | 0 | 40 | 58.4981 | 60.5958 | ≤5% | ≤1 m | pressure_indicators_2016_2021_all_scenarios.xlsx
2020 | 10 | GIR50_ISW_EF_H | 423 | 549 | 0 | 0 | 1 | 0 | 0 | 0 | 0 | 0 | 0 | 40 | 60.4949 | 62.5218 | ≤5% | ≤1 m | pressure_indicators_2016_2021_all_scenarios.xlsx
2020 | 10 | GIR50_ISW_EF_H | 428 | 505 | 0 | 0 | 1 | 0 | 0 | 0 | 0 | 0 | 0 | 40 | 61.9228 | 64.1603 | ≤5% | ≤1 m | pressure_indicators_2016_2021_all_scenarios.xlsx
2020 | 10 | GIR50_ISW_EF_H | 434 | 494 | 0 | 0 | 1 | 0 | 0 | 0 | 0 | 0 | 0 | 40 | 61.9242 | 64.1723 | ≤5% | ≤1 m | pressure_indicators_2016_2021_all_scenarios.xlsx
2020 | 10 | GIR50_ISW_EF_H | 438 | 549 | 0 | 0 | 1 | 0 | 0 | 0 | 0 | 0 | 0 | 40 | 61.2523 | 63.7022 | ≤5% | ≤1 m | pressure_indicators_2016_2021_all_scenarios.xlsx
2020 | 10 | GIR50_ISW_EF_H | 508 | 512 | 0 | 0 | 1 | 0 | 0 | 0 | 0 | 0 | 0 | 40 | 56.9519 | 61.5534 | ≤5% | ≤1 m | pressure_indicators_2016_2021_all_scenarios.xlsx
2020 | 10 | GIR50_ISW_EF_H | 510 | 527 | 0 | 0 | 1 | 0 | 0 | 0 | 0 | 0 | 0 | 40 | 48.0682 | 52.7766 | ≤5% | ≤1 m | pressure_indicators_2016_2021_all_scenarios.xlsx
2020 | 10 | GIR50_ISW_EF_H | 512 | 507 | 0 | 0 | 1 | 0 | 0 | 0 | 0 | 0 | 0 | 40 | 54.7317 | 58.9296 | ≤5% | ≤1 m | pressure_indicators_2016_2021_all_scenarios.xlsx
2020 | 10 | GIR50_ISW_EF_H | 514 | 509 | 0 | 0 | 1 | 0 | 0 | 0 | 0 | 0 | 0 | 40 | 53.5416 | 58.4916 | ≤5% | ≤1 m | pressure_indicators_2016_2021_all_scenarios.xlsx
2020 | 10 | GIR50_ISW_EF_H | 516 | 556 | 0 | 0 | 1 | 0 | 0 | 0 | 0 | 0 | 0 | 40 | 51.9226 | 56.87 | ≤5% | ≤1 m | pressure_indicators_2016_2021_all_scenarios.xlsx
2020 | 10 | GIR50_ISW_EF_H | 518 | 508 | 0 | 0 | 1 | 0 | 0 | 0 | 0 | 0 | 0 | 40 | 52.3255 | 57.2808 | ≤5% | ≤1 m | pressure_indicators_2016_2021_all_scenarios.xlsx
2020 | 10 | GIR50_ISW_EF_H | 520 | 518 | 0 | 0 | 1 | 0 | 0 | 0 | 0 | 0 | 0 | 40 | 50.5936 | 55.6573 | ≤5% | ≤1 m | pressure_indicators_2016_2021_all_scenarios.xlsx
2020 | 10 | GIR50_ISW_EF_H | 522 | 502 | 0 | 0 | 1 | 0 | 0 | 0 | 0 | 0 | 0 | 40 | 47.423 | 52.3646 | ≤5% | ≤1 m | pressure_indicators_2016_2021_all_scenarios.xlsx
2020 | 10 | GIR50_ISW_EF_H | 524 | 527 | 0 | 0 | 1 | 0 | 0 | 0 | 0 | 0 | 0 | 40 | 45.8343 | 50.8197 | ≤5% | ≤1 m | pressure_indicators_2016_2021_all_scenarios.xlsx
2020 | 10 | GIR50_ISW_EF_H | 526 | 511 | 0 | 0 | 1 | 0 | 0 | 0 | 0 | 0 | 0 | 40 | 48.0656 | 53.1843 | ≤5% | ≤1 m | pressure_indicators_2016_2021_all_scenarios.xlsx
2020 | 10 | GIR50_ISW_EF_H | 528 | 532 | 0 | 0 | 1 | 0 | 0 | 0 | 0 | 0 | 0 | 40 | 50.2945 | 55.4726 | ≤5% | ≤1 m | pressure_indicators_2016_2021_all_scenarios.xlsx
2020 | 10 | GIR50_ISW_EF_H | 530 | 536 | 0 | 0 | 1 | 0 | 0 | 0 | 0 | 0 | 0 | 40 | 51.4793 | 56.1324 | ≤5% | ≤1 m | pressure_indicators_2016_2021_all_scenarios.xlsx
2020 | 10 | GIR50_ISW_EF_H | 532 | 538 | 0 | 0 | 1 | 0 | 0 | 0 | 0 | 0 | 0 | 40 | 50.5788 | 55.1118 | ≤5% | ≤1 m | pressure_indicators_2016_2021_all_scenarios.xlsx
2020 | 10 | GIR50_ISW_EF_H | 536 | 479 | 0 | 0 | 1 | 0 | 0 | 0 | 0 | 0 | 0 | 40 | 45.4556 | 50.0821 | ≤5% | ≤1 m | pressure_indicators_2016_2021_all_scenarios.xlsx
2020 | 10 | GIR50_ISW_EF_H | 538 | 517 | 0 | 0 | 1 | 0 | 0 | 0 | 0 | 0 | 0 | 40 | 42.6042 | 47.8105 | ≤5% | ≤1 m | pressure_indicators_2016_2021_all_scenarios.xlsx
2020 | 10 | GIR50_ISW_EF_H | 540 | 513 | 0 | 0 | 1 | 0 | 0 | 0 | 0 | 0 | 0 | 40 | 44.3475 | 49.649 | ≤5% | ≤1 m | pressure_indicators_2016_2021_all_scenarios.xlsx
2020 | 10 | GIR50_ISW_EF_H | 542 | 525 | 0 | 0 | 1 | 0 | 0 | 0 | 0 | 0 | 0 | 40 | 42.3594 | 47.6769 | ≤5% | ≤1 m | pressure_indicators_2016_2021_all_scenarios.xlsx
2020 | 10 | GIR50_ISW_EF_H | 544 | 538 | 0 | 0 | 1 | 0 | 0 | 0 | 0 | 0 | 0 | 40 | 51.3317 | 56.7389 | ≤5% | ≤1 m | pressure_indicators_2016_2021_all_scenarios.xlsx
2020 | 10 | GIR50_ISW_EF_H | 546 | 516 | 0 | 0 | 1 | 0 | 0 | 0 | 0 | 0 | 0 | 40 | 52.396 | 57.5992 | ≤5% | ≤1 m | pressure_indicators_2016_2021_all_scenarios.xlsx
2020 | 10 | GIR50_ISW_EF_H | 550 | 522 | 0 | 0 | 1 | 0 | 0 | 0 | 0 | 0 | 0 | 40 | 65.0786 | 69.1968 | ≤5% | ≤1 m | pressure_indicators_2016_2021_all_scenarios.xlsx
2020 | 10 | GIR50_ISW_EF_H | 552 | 510 | 0 | 0 | 1 | 0 | 0 | 0 | 0 | 0 | 0 | 40 | 52.0971 | 57.2144 | ≤5% | ≤1 m | pressure_indicators_2016_2021_all_scenarios.xlsx
2020 | 10 | GIR50_ISW_EF_H | 554 | 514 | 0 | 0 | 1 | 0 | 0 | 0 | 0 | 0 | 0 | 40 | 42.9701 | 48.1518 | ≤5% | ≤1 m | pressure_indicators_2016_2021_all_scenarios.xlsx
2020 | 10 | GIR50_ISW_EF_H | 556 | 544 | 0 | 0 | 1 | 0 | 0 | 0 | 0 | 0 | 0 | 40 | 40.7763 | 45.9685 | ≤5% | ≤1 m | pressure_indicators_2016_2021_all_scenarios.xlsx
2020 | 10 | GIR50_ISW_EF_H | 558 | 532 | 464 | 0.87218 | 0.12782 | 2.1528 | 2.4683 | 7.2195 | 0.053821 | 0.061709 | 0.095762 | 40 | 32.7805 | 37.9389 | >20% | 1–3 m | pressure_indicators_2016_2021_all_scenarios.xlsx
2020 | 10 | GIR50_ISW_EF_H | 562 | 541 | 0 | 0 | 1 | 0 | 0 | 0 | 0 | 0 | 0 | 40 | 45.1536 | 50.1199 | ≤5% | ≤1 m | pressure_indicators_2016_2021_all_scenarios.xlsx
2020 | 10 | GIR50_ISW_EF_H | 571 | 482 | 0 | 0 | 1 | 0 | 0 | 0 | 0 | 0 | 0 | 40 | 77.7353 | 78.9585 | ≤5% | ≤1 m | pressure_indicators_2016_2021_all_scenarios.xlsx
2020 | 10 | GIR50_ISW_EF_H | 597 | 551 | 0 | 0 | 1 | 0 | 0 | 0 | 0 | 0 | 0 | 40 | 72.7124 | 74.2578 | ≤5% | ≤1 m | pressure_indicators_2016_2021_all_scenarios.xlsx
2020 | 10 | GIR50_ISW_EF_H | 599 | 534 | 0 | 0 | 1 | 0 | 0 | 0 | 0 | 0 | 0 | 40 | 73.103 | 74.6039 | ≤5% | ≤1 m | pressure_indicators_2016_2021_all_scenarios.xlsx
2020 | 10 | GIR50_ISW_EF_H | 603 | 506 | 0 | 0 | 1 | 0 | 0 | 0 | 0 | 0 | 0 | 40 | 47.4942 | 51.8462 | ≤5% | ≤1 m | pressure_indicators_2016_2021_all_scenarios.xlsx
2020 | 10 | GIR50_ISW_EF_H | 607 | 515 | 0 | 0 | 1 | 0 | 0 | 0 | 0 | 0 | 0 | 40 | 59.6233 | 63.8034 | ≤5% | ≤1 m | pressure_indicators_2016_2021_all_scenarios.xlsx
2020 | 20 | GIR50_ISW_EF_L | 135 | 531 | 0 | 0 | 1 | 0 | 0 | 0 | 0 | 0 | 0 | 40 | 73.5938 | 73.7266 | ≤5% | ≤1 m | pressure_indicators_2016_2021_all_scenarios.xlsx
2020 | 20 | GIR50_ISW_EF_L | 139 | 505 | 0 | 0 | 1 | 0 | 0 | 0 | 0 | 0 | 0 | 40 | 68.6987 | 68.9573 | ≤5% | ≤1 m | pressure_indicators_2016_2021_all_scenarios.xlsx
2020 | 20 | GIR50_ISW_EF_L | 165 | 502 | 0 | 0 | 1 | 0 | 0 | 0 | 0 | 0 | 0 | 40 | 82.0797 | 84.872 | ≤5% | ≤1 m | pressure_indicators_2016_2021_all_scenarios.xlsx
2020 | 20 | GIR50_ISW_EF_L | 169 | 528 | 0 | 0 | 1 | 0 | 0 | 0 | 0 | 0 | 0 | 40 | 82.0072 | 85.1402 | ≤5% | ≤1 m | pressure_indicators_2016_2021_all_scenarios.xlsx
2020 | 20 | GIR50_ISW_EF_L | 173 | 528 | 0 | 0 | 1 | 0 | 0 | 0 | 0 | 0 | 0 | 40 | 79.5658 | 82.5097 | ≤5% | ≤1 m | pressure_indicators_2016_2021_all_scenarios.xlsx
2020 | 20 | GIR50_ISW_EF_L | 181 | 550 | 0 | 0 | 1 | 0 | 0 | 0 | 0 | 0 | 0 | 40 | 77.4806 | 80.4451 | ≤5% | ≤1 m | pressure_indicators_2016_2021_all_scenarios.xlsx
2020 | 20 | GIR50_ISW_EF_L | 189 | 540 | 0 | 0 | 1 | 0 | 0 | 0 | 0 | 0 | 0 | 40 | 70.6701 | 73.6182 | ≤5% | ≤1 m | pressure_indicators_2016_2021_all_scenarios.xlsx
2020 | 20 | GIR50_ISW_EF_L | 193 | 487 | 0 | 0 | 1 | 0 | 0 | 0 | 0 | 0 | 0 | 40 | 65.954 | 70.3071 | ≤5% | ≤1 m | pressure_indicators_2016_2021_all_scenarios.xlsx
2020 | 20 | GIR50_ISW_EF_L | 211 | 518 | 0 | 0 | 1 | 0 | 0 | 0 | 0 | 0 | 0 | 40 | 52.4448 | 56.7846 | ≤5% | ≤1 m | pressure_indicators_2016_2021_all_scenarios.xlsx
2020 | 20 | GIR50_ISW_EF_L | 220 | 521 | 0 | 0 | 1 | 0 | 0 | 0 | 0 | 0 | 0 | 40 | 60.0902 | 64.6432 | ≤5% | ≤1 m | pressure_indicators_2016_2021_all_scenarios.xlsx
2020 | 20 | GIR50_ISW_EF_L | 224 | 505 | 0 | 0 | 1 | 0 | 0 | 0 | 0 | 0 | 0 | 40 | 63.6292 | 66.787 | ≤5% | ≤1 m | pressure_indicators_2016_2021_all_scenarios.xlsx
2020 | 20 | GIR50_ISW_EF_L | 228 | 525 | 0 | 0 | 1 | 0 | 0 | 0 | 0 | 0 | 0 | 40 | 68.113 | 70.9989 | ≤5% | ≤1 m | pressure_indicators_2016_2021_all_scenarios.xlsx
2020 | 20 | GIR50_ISW_EF_L | 232 | 527 | 0 | 0 | 1 | 0 | 0 | 0 | 0 | 0 | 0 | 40 | 82.4693 | 83.202 | ≤5% | ≤1 m | pressure_indicators_2016_2021_all_scenarios.xlsx
2020 | 20 | GIR50_ISW_EF_L | 234 | 498 | 0 | 0 | 1 | 0 | 0 | 0 | 0 | 0 | 0 | 40 | 54.7695 | 55.6973 | ≤5% | ≤1 m | pressure_indicators_2016_2021_all_scenarios.xlsx
2020 | 20 | GIR50_ISW_EF_L | 238 | 508 | 0 | 0 | 1 | 0 | 0 | 0 | 0 | 0 | 0 | 40 | 67.084 | 68.1865 | ≤5% | ≤1 m | pressure_indicators_2016_2021_all_scenarios.xlsx
2020 | 20 | GIR50_ISW_EF_L | 248 | 544 | 0 | 0 | 1 | 0 | 0 | 0 | 0 | 0 | 0 | 40 | 68.4556 | 68.8575 | ≤5% | ≤1 m | pressure_indicators_2016_2021_all_scenarios.xlsx
2020 | 20 | GIR50_ISW_EF_L | 253 | 521 | 0 | 0 | 1 | 0 | 0 | 0 | 0 | 0 | 0 | 40 | 75.9235 | 76.4144 | ≤5% | ≤1 m | pressure_indicators_2016_2021_all_scenarios.xlsx
2020 | 20 | GIR50_ISW_EF_L | 266 | 533 | 0 | 0 | 1 | 0 | 0 | 0 | 0 | 0 | 0 | 40 | 78.9439 | 80.196 | ≤5% | ≤1 m | pressure_indicators_2016_2021_all_scenarios.xlsx
2020 | 20 | GIR50_ISW_EF_L | 274 | 496 | 0 | 0 | 1 | 0 | 0 | 0 | 0 | 0 | 0 | 40 | 78.8192 | 80.4102 | ≤5% | ≤1 m | pressure_indicators_2016_2021_all_scenarios.xlsx
2020 | 20 | GIR50_ISW_EF_L | 282 | 534 | 0 | 0 | 1 | 0 | 0 | 0 | 0 | 0 | 0 | 40 | 79.7989 | 83.5779 | ≤5% | ≤1 m | pressure_indicators_2016_2021_all_scenarios.xlsx
2020 | 20 | GIR50_ISW_EF_L | 286 | 511 | 0 | 0 | 1 | 0 | 0 | 0 | 0 | 0 | 0 | 40 | 79.2703 | 82.0433 | ≤5% | ≤1 m | pressure_indicators_2016_2021_all_scenarios.xlsx
2020 | 20 | GIR50_ISW_EF_L | 290 | 524 | 0 | 0 | 1 | 0 | 0 | 0 | 0 | 0 | 0 | 40 | 84.1091 | 86.5876 | ≤5% | ≤1 m | pressure_indicators_2016_2021_all_scenarios.xlsx
2020 | 20 | GIR50_ISW_EF_L | 294 | 524 | 0 | 0 | 1 | 0 | 0 | 0 | 0 | 0 | 0 | 40 | 82.3634 | 84.2839 | ≤5% | ≤1 m | pressure_indicators_2016_2021_all_scenarios.xlsx
2020 | 20 | GIR50_ISW_EF_L | 302 | 497 | 0 | 0 | 1 | 0 | 0 | 0 | 0 | 0 | 0 | 40 | 83.1969 | 84.8278 | ≤5% | ≤1 m | pressure_indicators_2016_2021_all_scenarios.xlsx
2020 | 20 | GIR50_ISW_EF_L | 306 | 520 | 0 | 0 | 1 | 0 | 0 | 0 | 0 | 0 | 0 | 40 | 62.3545 | 64.0702 | ≤5% | ≤1 m | pressure_indicators_2016_2021_all_scenarios.xlsx
2020 | 20 | GIR50_ISW_EF_L | 318 | 537 | 0 | 0 | 1 | 0 | 0 | 0 | 0 | 0 | 0 | 40 | 60.9341 | 63.3477 | ≤5% | ≤1 m | pressure_indicators_2016_2021_all_scenarios.xlsx
2020 | 20 | GIR50_ISW_EF_L | 323 | 527 | 0 | 0 | 1 | 0 | 0 | 0 | 0 | 0 | 0 | 40 | 60.9932 | 63.3754 | ≤5% | ≤1 m | pressure_indicators_2016_2021_all_scenarios.xlsx
2020 | 20 | GIR50_ISW_EF_L | 331 | 509 | 0 | 0 | 1 | 0 | 0 | 0 | 0 | 0 | 0 | 40 | 55.36 | 61.7737 | ≤5% | ≤1 m | pressure_indicators_2016_2021_all_scenarios.xlsx
2020 | 20 | GIR50_ISW_EF_L | 333 | 524 | 0 | 0 | 1 | 0 | 0 | 0 | 0 | 0 | 0 | 40 | 59.5916 | 66.4121 | ≤5% | ≤1 m | pressure_indicators_2016_2021_all_scenarios.xlsx
2020 | 20 | GIR50_ISW_EF_L | 338 | 518 | 0 | 0 | 1 | 0 | 0 | 0 | 0 | 0 | 0 | 40 | 61.8947 | 68.166 | ≤5% | ≤1 m | pressure_indicators_2016_2021_all_scenarios.xlsx
2020 | 20 | GIR50_ISW_EF_L | 342 | 537 | 0 | 0 | 1 | 0 | 0 | 0 | 0 | 0 | 0 | 40 | 64.848 | 69.2509 | ≤5% | ≤1 m | pressure_indicators_2016_2021_all_scenarios.xlsx
2020 | 20 | GIR50_ISW_EF_L | 346 | 512 | 0 | 0 | 1 | 0 | 0 | 0 | 0 | 0 | 0 | 40 | 56.4707 | 58.8094 | ≤5% | ≤1 m | pressure_indicators_2016_2021_all_scenarios.xlsx
2020 | 20 | GIR50_ISW_EF_L | 350 | 538 | 278 | 0.51673 | 0.48327 | 10.5592 | 20.4347 | 22.2429 | 0.26398 | 0.51087 | 0.52487 | 40 | 17.7571 | 41.2015 | >20% | >6 m | pressure_indicators_2016_2021_all_scenarios.xlsx
2020 | 20 | GIR50_ISW_EF_L | 364 | 513 | 278 | 0.54191 | 0.45809 | 6.9851 | 12.8898 | 14.698 | 0.17463 | 0.32224 | 0.33625 | 40 | 25.302 | 36.3725 | >20% | >6 m | pressure_indicators_2016_2021_all_scenarios.xlsx
2020 | 20 | GIR50_ISW_EF_L | 372 | 514 | 0 | 0 | 1 | 0 | 0 | 0 | 0 | 0 | 0 | 40 | 70.3506 | 71.7133 | ≤5% | ≤1 m | pressure_indicators_2016_2021_all_scenarios.xlsx
2020 | 20 | GIR50_ISW_EF_L | 381 | 547 | 0 | 0 | 1 | 0 | 0 | 0 | 0 | 0 | 0 | 40 | 62.3929 | 63.4528 | ≤5% | ≤1 m | pressure_indicators_2016_2021_all_scenarios.xlsx
2020 | 20 | GIR50_ISW_EF_L | 385 | 538 | 0 | 0 | 1 | 0 | 0 | 0 | 0 | 0 | 0 | 40 | 49.6966 | 52.2925 | ≤5% | ≤1 m | pressure_indicators_2016_2021_all_scenarios.xlsx
2020 | 20 | GIR50_ISW_EF_L | 389 | 505 | 0 | 0 | 1 | 0 | 0 | 0 | 0 | 0 | 0 | 40 | 51.0756 | 52.4417 | ≤5% | ≤1 m | pressure_indicators_2016_2021_all_scenarios.xlsx
2020 | 20 | GIR50_ISW_EF_L | 393 | 513 | 0 | 0 | 1 | 0 | 0 | 0 | 0 | 0 | 0 | 40 | 50.9759 | 52.9886 | ≤5% | ≤1 m | pressure_indicators_2016_2021_all_scenarios.xlsx
2020 | 20 | GIR50_ISW_EF_L | 397 | 521 | 0 | 0 | 1 | 0 | 0 | 0 | 0 | 0 | 0 | 40 | 64.9306 | 66.3862 | ≤5% | ≤1 m | pressure_indicators_2016_2021_all_scenarios.xlsx
2020 | 20 | GIR50_ISW_EF_L | 401 | 524 | 0 | 0 | 1 | 0 | 0 | 0 | 0 | 0 | 0 | 40 | 72.6214 | 74.003 | ≤5% | ≤1 m | pressure_indicators_2016_2021_all_scenarios.xlsx
2020 | 20 | GIR50_ISW_EF_L | 405 | 536 | 0 | 0 | 1 | 0 | 0 | 0 | 0 | 0 | 0 | 40 | 63.0888 | 64.8802 | ≤5% | ≤1 m | pressure_indicators_2016_2021_all_scenarios.xlsx
2020 | 20 | GIR50_ISW_EF_L | 409 | 546 | 0 | 0 | 1 | 0 | 0 | 0 | 0 | 0 | 0 | 40 | 64.2738 | 65.8766 | ≤5% | ≤1 m | pressure_indicators_2016_2021_all_scenarios.xlsx
2020 | 20 | GIR50_ISW_EF_L | 414 | 520 | 0 | 0 | 1 | 0 | 0 | 0 | 0 | 0 | 0 | 40 | 49.9995 | 52.0717 | ≤5% | ≤1 m | pressure_indicators_2016_2021_all_scenarios.xlsx
2020 | 20 | GIR50_ISW_EF_L | 419 | 533 | 0 | 0 | 1 | 0 | 0 | 0 | 0 | 0 | 0 | 40 | 58.3876 | 60.5501 | ≤5% | ≤1 m | pressure_indicators_2016_2021_all_scenarios.xlsx
2020 | 20 | GIR50_ISW_EF_L | 423 | 530 | 0 | 0 | 1 | 0 | 0 | 0 | 0 | 0 | 0 | 40 | 60.3394 | 62.4988 | ≤5% | ≤1 m | pressure_indicators_2016_2021_all_scenarios.xlsx
2020 | 20 | GIR50_ISW_EF_L | 428 | 542 | 0 | 0 | 1 | 0 | 0 | 0 | 0 | 0 | 0 | 40 | 62.014 | 64.132 | ≤5% | ≤1 m | pressure_indicators_2016_2021_all_scenarios.xlsx
2020 | 20 | GIR50_ISW_EF_L | 434 | 523 | 0 | 0 | 1 | 0 | 0 | 0 | 0 | 0 | 0 | 40 | 61.8749 | 64.1334 | ≤5% | ≤1 m | pressure_indicators_2016_2021_all_scenarios.xlsx
2020 | 20 | GIR50_ISW_EF_L | 438 | 515 | 0 | 0 | 1 | 0 | 0 | 0 | 0 | 0 | 0 | 40 | 61.0453 | 63.7017 | ≤5% | ≤1 m | pressure_indicators_2016_2021_all_scenarios.xlsx
2020 | 20 | GIR50_ISW_EF_L | 508 | 551 | 0 | 0 | 1 | 0 | 0 | 0 | 0 | 0 | 0 | 40 | 57.3176 | 61.5524 | ≤5% | ≤1 m | pressure_indicators_2016_2021_all_scenarios.xlsx
2020 | 20 | GIR50_ISW_EF_L | 510 | 514 | 0 | 0 | 1 | 0 | 0 | 0 | 0 | 0 | 0 | 40 | 48.4647 | 52.734 | ≤5% | ≤1 m | pressure_indicators_2016_2021_all_scenarios.xlsx
2020 | 20 | GIR50_ISW_EF_L | 512 | 494 | 0 | 0 | 1 | 0 | 0 | 0 | 0 | 0 | 0 | 40 | 54.3607 | 58.779 | ≤5% | ≤1 m | pressure_indicators_2016_2021_all_scenarios.xlsx
2020 | 20 | GIR50_ISW_EF_L | 514 | 527 | 0 | 0 | 1 | 0 | 0 | 0 | 0 | 0 | 0 | 40 | 53.8779 | 58.4133 | ≤5% | ≤1 m | pressure_indicators_2016_2021_all_scenarios.xlsx
2020 | 20 | GIR50_ISW_EF_L | 516 | 531 | 0 | 0 | 1 | 0 | 0 | 0 | 0 | 0 | 0 | 40 | 52.4348 | 56.8645 | ≤5% | ≤1 m | pressure_indicators_2016_2021_all_scenarios.xlsx
2020 | 20 | GIR50_ISW_EF_L | 518 | 525 | 0 | 0 | 1 | 0 | 0 | 0 | 0 | 0 | 0 | 40 | 52.4931 | 57.3863 | ≤5% | ≤1 m | pressure_indicators_2016_2021_all_scenarios.xlsx
2020 | 20 | GIR50_ISW_EF_L | 520 | 542 | 0 | 0 | 1 | 0 | 0 | 0 | 0 | 0 | 0 | 40 | 50.7322 | 55.5418 | ≤5% | ≤1 m | pressure_indicators_2016_2021_all_scenarios.xlsx
2020 | 20 | GIR50_ISW_EF_L | 522 | 508 | 0 | 0 | 1 | 0 | 0 | 0 | 0 | 0 | 0 | 40 | 47.7859 | 52.2327 | ≤5% | ≤1 m | pressure_indicators_2016_2021_all_scenarios.xlsx
2020 | 20 | GIR50_ISW_EF_L | 524 | 523 | 0 | 0 | 1 | 0 | 0 | 0 | 0 | 0 | 0 | 40 | 45.8835 | 50.7424 | ≤5% | ≤1 m | pressure_indicators_2016_2021_all_scenarios.xlsx
2020 | 20 | GIR50_ISW_EF_L | 526 | 534 | 0 | 0 | 1 | 0 | 0 | 0 | 0 | 0 | 0 | 40 | 48.1942 | 53.2177 | ≤5% | ≤1 m | pressure_indicators_2016_2021_all_scenarios.xlsx
2020 | 20 | GIR50_ISW_EF_L | 528 | 519 | 0 | 0 | 1 | 0 | 0 | 0 | 0 | 0 | 0 | 40 | 50.8192 | 55.3327 | ≤5% | ≤1 m | pressure_indicators_2016_2021_all_scenarios.xlsx
2020 | 20 | GIR50_ISW_EF_L | 530 | 559 | 0 | 0 | 1 | 0 | 0 | 0 | 0 | 0 | 0 | 40 | 51.6621 | 56.2253 | ≤5% | ≤1 m | pressure_indicators_2016_2021_all_scenarios.xlsx
2020 | 20 | GIR50_ISW_EF_L | 532 | 517 | 0 | 0 | 1 | 0 | 0 | 0 | 0 | 0 | 0 | 40 | 50.3384 | 55.1034 | ≤5% | ≤1 m | pressure_indicators_2016_2021_all_scenarios.xlsx
2020 | 20 | GIR50_ISW_EF_L | 536 | 517 | 0 | 0 | 1 | 0 | 0 | 0 | 0 | 0 | 0 | 40 | 45.1535 | 49.9494 | ≤5% | ≤1 m | pressure_indicators_2016_2021_all_scenarios.xlsx
2020 | 20 | GIR50_ISW_EF_L | 538 | 527 | 0 | 0 | 1 | 0 | 0 | 0 | 0 | 0 | 0 | 40 | 42.7975 | 47.7493 | ≤5% | ≤1 m | pressure_indicators_2016_2021_all_scenarios.xlsx
2020 | 20 | GIR50_ISW_EF_L | 540 | 523 | 0 | 0 | 1 | 0 | 0 | 0 | 0 | 0 | 0 | 40 | 44.6909 | 49.662 | ≤5% | ≤1 m | pressure_indicators_2016_2021_all_scenarios.xlsx
2020 | 20 | GIR50_ISW_EF_L | 542 | 507 | 0 | 0 | 1 | 0 | 0 | 0 | 0 | 0 | 0 | 40 | 42.8355 | 47.5666 | ≤5% | ≤1 m | pressure_indicators_2016_2021_all_scenarios.xlsx
2020 | 20 | GIR50_ISW_EF_L | 544 | 519 | 0 | 0 | 1 | 0 | 0 | 0 | 0 | 0 | 0 | 40 | 51.5294 | 56.7159 | ≤5% | ≤1 m | pressure_indicators_2016_2021_all_scenarios.xlsx
2020 | 20 | GIR50_ISW_EF_L | 546 | 517 | 0 | 0 | 1 | 0 | 0 | 0 | 0 | 0 | 0 | 40 | 52.5938 | 57.5824 | ≤5% | ≤1 m | pressure_indicators_2016_2021_all_scenarios.xlsx
2020 | 20 | GIR50_ISW_EF_L | 550 | 520 | 0 | 0 | 1 | 0 | 0 | 0 | 0 | 0 | 0 | 40 | 63.9839 | 69.129 | ≤5% | ≤1 m | pressure_indicators_2016_2021_all_scenarios.xlsx
2020 | 20 | GIR50_ISW_EF_L | 552 | 490 | 0 | 0 | 1 | 0 | 0 | 0 | 0 | 0 | 0 | 40 | 52.1 | 57.0834 | ≤5% | ≤1 m | pressure_indicators_2016_2021_all_scenarios.xlsx
2020 | 20 | GIR50_ISW_EF_L | 554 | 492 | 0 | 0 | 1 | 0 | 0 | 0 | 0 | 0 | 0 | 40 | 43.3569 | 48.2261 | ≤5% | ≤1 m | pressure_indicators_2016_2021_all_scenarios.xlsx
2020 | 20 | GIR50_ISW_EF_L | 556 | 525 | 0 | 0 | 1 | 0 | 0 | 0 | 0 | 0 | 0 | 40 | 40.99 | 45.9436 | ≤5% | ≤1 m | pressure_indicators_2016_2021_all_scenarios.xlsx
2020 | 20 | GIR50_ISW_EF_L | 558 | 526 | 453 | 0.86122 | 0.13878 | 2.0312 | 2.3585 | 7.0119 | 0.05078 | 0.058963 | 0.089386 | 40 | 32.9881 | 38.0475 | >20% | 1–3 m | pressure_indicators_2016_2021_all_scenarios.xlsx
2020 | 20 | GIR50_ISW_EF_L | 562 | 550 | 0 | 0 | 1 | 0 | 0 | 0 | 0 | 0 | 0 | 40 | 45.3589 | 50.142 | ≤5% | ≤1 m | pressure_indicators_2016_2021_all_scenarios.xlsx
2020 | 20 | GIR50_ISW_EF_L | 571 | 522 | 0 | 0 | 1 | 0 | 0 | 0 | 0 | 0 | 0 | 40 | 77.7007 | 78.9747 | ≤5% | ≤1 m | pressure_indicators_2016_2021_all_scenarios.xlsx
2020 | 20 | GIR50_ISW_EF_L | 597 | 529 | 0 | 0 | 1 | 0 | 0 | 0 | 0 | 0 | 0 | 40 | 72.7428 | 74.2387 | ≤5% | ≤1 m | pressure_indicators_2016_2021_all_scenarios.xlsx
2020 | 20 | GIR50_ISW_EF_L | 599 | 529 | 0 | 0 | 1 | 0 | 0 | 0 | 0 | 0 | 0 | 40 | 73.1334 | 74.5976 | ≤5% | ≤1 m | pressure_indicators_2016_2021_all_scenarios.xlsx
2020 | 20 | GIR50_ISW_EF_L | 603 | 545 | 0 | 0 | 1 | 0 | 0 | 0 | 0 | 0 | 0 | 40 | 46.919 | 51.8503 | ≤5% | ≤1 m | pressure_indicators_2016_2021_all_scenarios.xlsx
2020 | 20 | GIR50_ISW_EF_L | 607 | 519 | 0 | 0 | 1 | 0 | 0 | 0 | 0 | 0 | 0 | 40 | 59.989 | 63.7675 | ≤5% | ≤1 m | pressure_indicators_2016_2021_all_scenarios.xlsx
2020 | 30 | GIR90_ISW_EF_H | 135 | 524 | 0 | 0 | 1 | 0 | 0 | 0 | 0 | 0 | 0 | 40 | 73.6141 | 73.7277 | ≤5% | ≤1 m | pressure_indicators_2016_2021_all_scenarios.xlsx
2020 | 30 | GIR90_ISW_EF_H | 139 | 520 | 0 | 0 | 1 | 0 | 0 | 0 | 0 | 0 | 0 | 40 | 68.7437 | 68.9516 | ≤5% | ≤1 m | pressure_indicators_2016_2021_all_scenarios.xlsx
2020 | 30 | GIR90_ISW_EF_H | 165 | 527 | 0 | 0 | 1 | 0 | 0 | 0 | 0 | 0 | 0 | 40 | 81.9587 | 84.8688 | ≤5% | ≤1 m | pressure_indicators_2016_2021_all_scenarios.xlsx
2020 | 30 | GIR90_ISW_EF_H | 169 | 501 | 0 | 0 | 1 | 0 | 0 | 0 | 0 | 0 | 0 | 40 | 81.9349 | 85.1522 | ≤5% | ≤1 m | pressure_indicators_2016_2021_all_scenarios.xlsx
2020 | 30 | GIR90_ISW_EF_H | 173 | 522 | 0 | 0 | 1 | 0 | 0 | 0 | 0 | 0 | 0 | 40 | 79.0746 | 82.3886 | ≤5% | ≤1 m | pressure_indicators_2016_2021_all_scenarios.xlsx
2020 | 30 | GIR90_ISW_EF_H | 181 | 511 | 0 | 0 | 1 | 0 | 0 | 0 | 0 | 0 | 0 | 40 | 77.4403 | 80.3416 | ≤5% | ≤1 m | pressure_indicators_2016_2021_all_scenarios.xlsx
2020 | 30 | GIR90_ISW_EF_H | 189 | 522 | 0 | 0 | 1 | 0 | 0 | 0 | 0 | 0 | 0 | 40 | 70.644 | 73.6414 | ≤5% | ≤1 m | pressure_indicators_2016_2021_all_scenarios.xlsx
2020 | 30 | GIR90_ISW_EF_H | 193 | 523 | 0 | 0 | 1 | 0 | 0 | 0 | 0 | 0 | 0 | 40 | 66.2666 | 70.2295 | ≤5% | ≤1 m | pressure_indicators_2016_2021_all_scenarios.xlsx
2020 | 30 | GIR90_ISW_EF_H | 211 | 513 | 0 | 0 | 1 | 0 | 0 | 0 | 0 | 0 | 0 | 40 | 52.4409 | 57.0467 | ≤5% | ≤1 m | pressure_indicators_2016_2021_all_scenarios.xlsx
2020 | 30 | GIR90_ISW_EF_H | 220 | 475 | 0 | 0 | 1 | 0 | 0 | 0 | 0 | 0 | 0 | 40 | 60.0863 | 64.647 | ≤5% | ≤1 m | pressure_indicators_2016_2021_all_scenarios.xlsx
2020 | 30 | GIR90_ISW_EF_H | 224 | 509 | 0 | 0 | 1 | 0 | 0 | 0 | 0 | 0 | 0 | 40 | 63.6252 | 66.8968 | ≤5% | ≤1 m | pressure_indicators_2016_2021_all_scenarios.xlsx
2020 | 30 | GIR90_ISW_EF_H | 228 | 508 | 0 | 0 | 1 | 0 | 0 | 0 | 0 | 0 | 0 | 40 | 68.1091 | 71.139 | ≤5% | ≤1 m | pressure_indicators_2016_2021_all_scenarios.xlsx
2020 | 30 | GIR90_ISW_EF_H | 232 | 549 | 0 | 0 | 1 | 0 | 0 | 0 | 0 | 0 | 0 | 40 | 82.4654 | 83.229 | ≤5% | ≤1 m | pressure_indicators_2016_2021_all_scenarios.xlsx
2020 | 30 | GIR90_ISW_EF_H | 234 | 527 | 0 | 0 | 1 | 0 | 0 | 0 | 0 | 0 | 0 | 40 | 54.7656 | 55.7165 | ≤5% | ≤1 m | pressure_indicators_2016_2021_all_scenarios.xlsx
2020 | 30 | GIR90_ISW_EF_H | 238 | 504 | 0 | 0 | 1 | 0 | 0 | 0 | 0 | 0 | 0 | 40 | 67.0801 | 68.1616 | ≤5% | ≤1 m | pressure_indicators_2016_2021_all_scenarios.xlsx
2020 | 30 | GIR90_ISW_EF_H | 248 | 501 | 0 | 0 | 1 | 0 | 0 | 0 | 0 | 0 | 0 | 40 | 68.4345 | 68.8532 | ≤5% | ≤1 m | pressure_indicators_2016_2021_all_scenarios.xlsx
2020 | 30 | GIR90_ISW_EF_H | 253 | 522 | 0 | 0 | 1 | 0 | 0 | 0 | 0 | 0 | 0 | 40 | 75.9486 | 76.401 | ≤5% | ≤1 m | pressure_indicators_2016_2021_all_scenarios.xlsx
2020 | 30 | GIR90_ISW_EF_H | 266 | 514 | 0 | 0 | 1 | 0 | 0 | 0 | 0 | 0 | 0 | 40 | 79.1842 | 80.1884 | ≤5% | ≤1 m | pressure_indicators_2016_2021_all_scenarios.xlsx
2020 | 30 | GIR90_ISW_EF_H | 274 | 517 | 0 | 0 | 1 | 0 | 0 | 0 | 0 | 0 | 0 | 40 | 78.8287 | 80.3947 | ≤5% | ≤1 m | pressure_indicators_2016_2021_all_scenarios.xlsx
2020 | 30 | GIR90_ISW_EF_H | 282 | 552 | 0 | 0 | 1 | 0 | 0 | 0 | 0 | 0 | 0 | 40 | 79.8083 | 83.5125 | ≤5% | ≤1 m | pressure_indicators_2016_2021_all_scenarios.xlsx
2020 | 30 | GIR90_ISW_EF_H | 286 | 515 | 0 | 0 | 1 | 0 | 0 | 0 | 0 | 0 | 0 | 40 | 79.2798 | 81.9766 | ≤5% | ≤1 m | pressure_indicators_2016_2021_all_scenarios.xlsx
2020 | 30 | GIR90_ISW_EF_H | 290 | 540 | 0 | 0 | 1 | 0 | 0 | 0 | 0 | 0 | 0 | 40 | 84.1186 | 86.5635 | ≤5% | ≤1 m | pressure_indicators_2016_2021_all_scenarios.xlsx
2020 | 30 | GIR90_ISW_EF_H | 294 | 515 | 0 | 0 | 1 | 0 | 0 | 0 | 0 | 0 | 0 | 40 | 82.3729 | 84.2439 | ≤5% | ≤1 m | pressure_indicators_2016_2021_all_scenarios.xlsx
2020 | 30 | GIR90_ISW_EF_H | 302 | 508 | 0 | 0 | 1 | 0 | 0 | 0 | 0 | 0 | 0 | 40 | 83.2064 | 84.8122 | ≤5% | ≤1 m | pressure_indicators_2016_2021_all_scenarios.xlsx
2020 | 30 | GIR90_ISW_EF_H | 306 | 537 | 0 | 0 | 1 | 0 | 0 | 0 | 0 | 0 | 0 | 40 | 62.364 | 64.0541 | ≤5% | ≤1 m | pressure_indicators_2016_2021_all_scenarios.xlsx
2020 | 30 | GIR90_ISW_EF_H | 318 | 538 | 0 | 0 | 1 | 0 | 0 | 0 | 0 | 0 | 0 | 40 | 60.9256 | 63.3579 | ≤5% | ≤1 m | pressure_indicators_2016_2021_all_scenarios.xlsx
2020 | 30 | GIR90_ISW_EF_H | 323 | 520 | 0 | 0 | 1 | 0 | 0 | 0 | 0 | 0 | 0 | 40 | 60.6998 | 63.3957 | ≤5% | ≤1 m | pressure_indicators_2016_2021_all_scenarios.xlsx
2020 | 30 | GIR90_ISW_EF_H | 331 | 533 | 0 | 0 | 1 | 0 | 0 | 0 | 0 | 0 | 0 | 40 | 55.6726 | 61.6017 | ≤5% | ≤1 m | pressure_indicators_2016_2021_all_scenarios.xlsx
2020 | 30 | GIR90_ISW_EF_H | 333 | 519 | 0 | 0 | 1 | 0 | 0 | 0 | 0 | 0 | 0 | 40 | 59.9042 | 66.2594 | ≤5% | ≤1 m | pressure_indicators_2016_2021_all_scenarios.xlsx
2020 | 30 | GIR90_ISW_EF_H | 338 | 512 | 0 | 0 | 1 | 0 | 0 | 0 | 0 | 0 | 0 | 40 | 62.2073 | 67.93 | ≤5% | ≤1 m | pressure_indicators_2016_2021_all_scenarios.xlsx
2020 | 30 | GIR90_ISW_EF_H | 342 | 532 | 0 | 0 | 1 | 0 | 0 | 0 | 0 | 0 | 0 | 40 | 65.1607 | 69.0741 | ≤5% | ≤1 m | pressure_indicators_2016_2021_all_scenarios.xlsx
2020 | 30 | GIR90_ISW_EF_H | 346 | 558 | 0 | 0 | 1 | 0 | 0 | 0 | 0 | 0 | 0 | 40 | 56.7833 | 58.8381 | ≤5% | ≤1 m | pressure_indicators_2016_2021_all_scenarios.xlsx
2020 | 30 | GIR90_ISW_EF_H | 350 | 548 | 278 | 0.5073 | 0.4927 | 10.3562 | 20.4143 | 22.0194 | 0.2589 | 0.51036 | 0.52386 | 40 | 17.9806 | 41.6335 | >20% | >6 m | pressure_indicators_2016_2021_all_scenarios.xlsx
2020 | 30 | GIR90_ISW_EF_H | 364 | 506 | 278 | 0.54941 | 0.45059 | 7.0705 | 12.8694 | 14.4745 | 0.17676 | 0.32173 | 0.33523 | 40 | 25.5255 | 36.1824 | >20% | >6 m | pressure_indicators_2016_2021_all_scenarios.xlsx
2020 | 30 | GIR90_ISW_EF_H | 372 | 516 | 0 | 0 | 1 | 0 | 0 | 0 | 0 | 0 | 0 | 40 | 70.4024 | 71.6854 | ≤5% | ≤1 m | pressure_indicators_2016_2021_all_scenarios.xlsx
2020 | 30 | GIR90_ISW_EF_H | 381 | 513 | 0 | 0 | 1 | 0 | 0 | 0 | 0 | 0 | 0 | 40 | 62.2934 | 63.4539 | ≤5% | ≤1 m | pressure_indicators_2016_2021_all_scenarios.xlsx
2020 | 30 | GIR90_ISW_EF_H | 385 | 502 | 0 | 0 | 1 | 0 | 0 | 0 | 0 | 0 | 0 | 40 | 49.57 | 52.1435 | ≤5% | ≤1 m | pressure_indicators_2016_2021_all_scenarios.xlsx
2020 | 30 | GIR90_ISW_EF_H | 389 | 534 | 0 | 0 | 1 | 0 | 0 | 0 | 0 | 0 | 0 | 40 | 50.9491 | 52.4344 | ≤5% | ≤1 m | pressure_indicators_2016_2021_all_scenarios.xlsx
2020 | 30 | GIR90_ISW_EF_H | 393 | 517 | 0 | 0 | 1 | 0 | 0 | 0 | 0 | 0 | 0 | 40 | 51.1972 | 52.9931 | ≤5% | ≤1 m | pressure_indicators_2016_2021_all_scenarios.xlsx
2020 | 30 | GIR90_ISW_EF_H | 397 | 536 | 0 | 0 | 1 | 0 | 0 | 0 | 0 | 0 | 0 | 40 | 65.0959 | 66.346 | ≤5% | ≤1 m | pressure_indicators_2016_2021_all_scenarios.xlsx
2020 | 30 | GIR90_ISW_EF_H | 401 | 513 | 0 | 0 | 1 | 0 | 0 | 0 | 0 | 0 | 0 | 40 | 72.7731 | 73.999 | ≤5% | ≤1 m | pressure_indicators_2016_2021_all_scenarios.xlsx
2020 | 30 | GIR90_ISW_EF_H | 405 | 540 | 0 | 0 | 1 | 0 | 0 | 0 | 0 | 0 | 0 | 40 | 63.3279 | 64.8771 | ≤5% | ≤1 m | pressure_indicators_2016_2021_all_scenarios.xlsx
2020 | 30 | GIR90_ISW_EF_H | 409 | 518 | 0 | 0 | 1 | 0 | 0 | 0 | 0 | 0 | 0 | 40 | 64.2498 | 65.8594 | ≤5% | ≤1 m | pressure_indicators_2016_2021_all_scenarios.xlsx
2020 | 30 | GIR90_ISW_EF_H | 414 | 531 | 0 | 0 | 1 | 0 | 0 | 0 | 0 | 0 | 0 | 40 | 50.2892 | 52.0736 | ≤5% | ≤1 m | pressure_indicators_2016_2021_all_scenarios.xlsx
2020 | 30 | GIR90_ISW_EF_H | 419 | 535 | 0 | 0 | 1 | 0 | 0 | 0 | 0 | 0 | 0 | 40 | 58.5602 | 60.5653 | ≤5% | ≤1 m | pressure_indicators_2016_2021_all_scenarios.xlsx
2020 | 30 | GIR90_ISW_EF_H | 423 | 511 | 0 | 0 | 1 | 0 | 0 | 0 | 0 | 0 | 0 | 40 | 60.4851 | 62.4685 | ≤5% | ≤1 m | pressure_indicators_2016_2021_all_scenarios.xlsx
2020 | 30 | GIR90_ISW_EF_H | 428 | 511 | 0 | 0 | 1 | 0 | 0 | 0 | 0 | 0 | 0 | 40 | 61.9643 | 64.0443 | ≤5% | ≤1 m | pressure_indicators_2016_2021_all_scenarios.xlsx
2020 | 30 | GIR90_ISW_EF_H | 434 | 538 | 0 | 0 | 1 | 0 | 0 | 0 | 0 | 0 | 0 | 40 | 61.9668 | 64.1466 | ≤5% | ≤1 m | pressure_indicators_2016_2021_all_scenarios.xlsx
2020 | 30 | GIR90_ISW_EF_H | 438 | 537 | 0 | 0 | 1 | 0 | 0 | 0 | 0 | 0 | 0 | 40 | 61.358 | 63.6495 | ≤5% | ≤1 m | pressure_indicators_2016_2021_all_scenarios.xlsx
2020 | 30 | GIR90_ISW_EF_H | 508 | 497 | 0 | 0 | 1 | 0 | 0 | 0 | 0 | 0 | 0 | 40 | 57.0792 | 61.538 | ≤5% | ≤1 m | pressure_indicators_2016_2021_all_scenarios.xlsx
2020 | 30 | GIR90_ISW_EF_H | 510 | 510 | 0 | 0 | 1 | 0 | 0 | 0 | 0 | 0 | 0 | 40 | 48.1736 | 52.6516 | ≤5% | ≤1 m | pressure_indicators_2016_2021_all_scenarios.xlsx
2020 | 30 | GIR90_ISW_EF_H | 512 | 526 | 0 | 0 | 1 | 0 | 0 | 0 | 0 | 0 | 0 | 40 | 54.0815 | 58.7973 | ≤5% | ≤1 m | pressure_indicators_2016_2021_all_scenarios.xlsx
2020 | 30 | GIR90_ISW_EF_H | 514 | 537 | 0 | 0 | 1 | 0 | 0 | 0 | 0 | 0 | 0 | 40 | 53.611 | 58.2663 | ≤5% | ≤1 m | pressure_indicators_2016_2021_all_scenarios.xlsx
2020 | 30 | GIR90_ISW_EF_H | 516 | 532 | 0 | 0 | 1 | 0 | 0 | 0 | 0 | 0 | 0 | 40 | 51.9789 | 56.8322 | ≤5% | ≤1 m | pressure_indicators_2016_2021_all_scenarios.xlsx
2020 | 30 | GIR90_ISW_EF_H | 518 | 512 | 0 | 0 | 1 | 0 | 0 | 0 | 0 | 0 | 0 | 40 | 52.2815 | 57.2999 | ≤5% | ≤1 m | pressure_indicators_2016_2021_all_scenarios.xlsx
2020 | 30 | GIR90_ISW_EF_H | 520 | 507 | 0 | 0 | 1 | 0 | 0 | 0 | 0 | 0 | 0 | 40 | 50.773 | 55.5604 | ≤5% | ≤1 m | pressure_indicators_2016_2021_all_scenarios.xlsx
2020 | 30 | GIR90_ISW_EF_H | 522 | 491 | 0 | 0 | 1 | 0 | 0 | 0 | 0 | 0 | 0 | 40 | 47.1867 | 52.3288 | ≤5% | ≤1 m | pressure_indicators_2016_2021_all_scenarios.xlsx
2020 | 30 | GIR90_ISW_EF_H | 524 | 541 | 0 | 0 | 1 | 0 | 0 | 0 | 0 | 0 | 0 | 40 | 45.6313 | 50.7302 | ≤5% | ≤1 m | pressure_indicators_2016_2021_all_scenarios.xlsx
2020 | 30 | GIR90_ISW_EF_H | 526 | 519 | 0 | 0 | 1 | 0 | 0 | 0 | 0 | 0 | 0 | 40 | 47.942 | 53.1401 | ≤5% | ≤1 m | pressure_indicators_2016_2021_all_scenarios.xlsx
2020 | 30 | GIR90_ISW_EF_H | 528 | 525 | 0 | 0 | 1 | 0 | 0 | 0 | 0 | 0 | 0 | 40 | 50.4638 | 55.3502 | ≤5% | ≤1 m | pressure_indicators_2016_2021_all_scenarios.xlsx
2020 | 30 | GIR90_ISW_EF_H | 530 | 554 | 0 | 0 | 1 | 0 | 0 | 0 | 0 | 0 | 0 | 40 | 51.4099 | 56.2184 | ≤5% | ≤1 m | pressure_indicators_2016_2021_all_scenarios.xlsx
2020 | 30 | GIR90_ISW_EF_H | 532 | 528 | 0 | 0 | 1 | 0 | 0 | 0 | 0 | 0 | 0 | 40 | 50.43 | 55.09 | ≤5% | ≤1 m | pressure_indicators_2016_2021_all_scenarios.xlsx
2020 | 30 | GIR90_ISW_EF_H | 536 | 538 | 0 | 0 | 1 | 0 | 0 | 0 | 0 | 0 | 0 | 40 | 45.0154 | 50.0627 | ≤5% | ≤1 m | pressure_indicators_2016_2021_all_scenarios.xlsx
2020 | 30 | GIR90_ISW_EF_H | 538 | 505 | 0 | 0 | 1 | 0 | 0 | 0 | 0 | 0 | 0 | 40 | 43.907 | 47.6779 | ≤5% | ≤1 m | pressure_indicators_2016_2021_all_scenarios.xlsx
2020 | 30 | GIR90_ISW_EF_H | 540 | 517 | 0 | 0 | 1 | 0 | 0 | 0 | 0 | 0 | 0 | 40 | 44.4216 | 49.4313 | ≤5% | ≤1 m | pressure_indicators_2016_2021_all_scenarios.xlsx
2020 | 30 | GIR90_ISW_EF_H | 542 | 529 | 0 | 0 | 1 | 0 | 0 | 0 | 0 | 0 | 0 | 40 | 42.4335 | 47.5776 | ≤5% | ≤1 m | pressure_indicators_2016_2021_all_scenarios.xlsx
2020 | 30 | GIR90_ISW_EF_H | 544 | 547 | 0 | 0 | 1 | 0 | 0 | 0 | 0 | 0 | 0 | 40 | 51.3989 | 56.7972 | ≤5% | ≤1 m | pressure_indicators_2016_2021_all_scenarios.xlsx
2020 | 30 | GIR90_ISW_EF_H | 546 | 463 | 0 | 0 | 1 | 0 | 0 | 0 | 0 | 0 | 0 | 40 | 52.4632 | 57.5033 | ≤5% | ≤1 m | pressure_indicators_2016_2021_all_scenarios.xlsx
2020 | 30 | GIR90_ISW_EF_H | 550 | 540 | 0 | 0 | 1 | 0 | 0 | 0 | 0 | 0 | 0 | 40 | 63.8624 | 69.1472 | ≤5% | ≤1 m | pressure_indicators_2016_2021_all_scenarios.xlsx
2020 | 30 | GIR90_ISW_EF_H | 552 | 533 | 0 | 0 | 1 | 0 | 0 | 0 | 0 | 0 | 0 | 40 | 51.9786 | 57.1084 | ≤5% | ≤1 m | pressure_indicators_2016_2021_all_scenarios.xlsx
2020 | 30 | GIR90_ISW_EF_H | 554 | 549 | 0 | 0 | 1 | 0 | 0 | 0 | 0 | 0 | 0 | 40 | 43.3031 | 48.1638 | ≤5% | ≤1 m | pressure_indicators_2016_2021_all_scenarios.xlsx
2020 | 30 | GIR90_ISW_EF_H | 556 | 525 | 0 | 0 | 1 | 0 | 0 | 0 | 0 | 0 | 0 | 40 | 40.8686 | 45.8762 | ≤5% | ≤1 m | pressure_indicators_2016_2021_all_scenarios.xlsx
2020 | 30 | GIR90_ISW_EF_H | 558 | 525 | 457 | 0.87048 | 0.12952 | 2.0782 | 2.3874 | 6.8015 | 0.051955 | 0.059685 | 0.090929 | 40 | 33.1985 | 38.0094 | >20% | 1–3 m | pressure_indicators_2016_2021_all_scenarios.xlsx
2020 | 30 | GIR90_ISW_EF_H | 562 | 506 | 0 | 0 | 1 | 0 | 0 | 0 | 0 | 0 | 0 | 40 | 45.2307 | 50.0978 | ≤5% | ≤1 m | pressure_indicators_2016_2021_all_scenarios.xlsx
2020 | 30 | GIR90_ISW_EF_H | 571 | 539 | 0 | 0 | 1 | 0 | 0 | 0 | 0 | 0 | 0 | 40 | 77.7144 | 78.9506 | ≤5% | ≤1 m | pressure_indicators_2016_2021_all_scenarios.xlsx
2020 | 30 | GIR90_ISW_EF_H | 597 | 535 | 0 | 0 | 1 | 0 | 0 | 0 | 0 | 0 | 0 | 40 | 72.6416 | 74.2422 | ≤5% | ≤1 m | pressure_indicators_2016_2021_all_scenarios.xlsx
2020 | 30 | GIR90_ISW_EF_H | 599 | 527 | 0 | 0 | 1 | 0 | 0 | 0 | 0 | 0 | 0 | 40 | 73.0321 | 74.6002 | ≤5% | ≤1 m | pressure_indicators_2016_2021_all_scenarios.xlsx
2020 | 30 | GIR90_ISW_EF_H | 603 | 521 | 0 | 0 | 1 | 0 | 0 | 0 | 0 | 0 | 0 | 40 | 46.776 | 51.8222 | ≤5% | ≤1 m | pressure_indicators_2016_2021_all_scenarios.xlsx
2020 | 30 | GIR90_ISW_EF_H | 607 | 548 | 0 | 0 | 1 | 0 | 0 | 0 | 0 | 0 | 0 | 40 | 59.7506 | 63.771 | ≤5% | ≤1 m | pressure_indicators_2016_2021_all_scenarios.xlsx
2020 | 40 | GIR90_ISW_EF_L | 135 | 503 | 0 | 0 | 1 | 0 | 0 | 0 | 0 | 0 | 0 | 40 | 73.6017 | 73.7302 | ≤5% | ≤1 m | pressure_indicators_2016_2021_all_scenarios.xlsx
2020 | 40 | GIR90_ISW_EF_L | 139 | 520 | 0 | 0 | 1 | 0 | 0 | 0 | 0 | 0 | 0 | 40 | 68.7112 | 68.9513 | ≤5% | ≤1 m | pressure_indicators_2016_2021_all_scenarios.xlsx
2020 | 40 | GIR90_ISW_EF_L | 165 | 522 | 0 | 0 | 1 | 0 | 0 | 0 | 0 | 0 | 0 | 40 | 82.2393 | 84.9632 | ≤5% | ≤1 m | pressure_indicators_2016_2021_all_scenarios.xlsx
2020 | 40 | GIR90_ISW_EF_L | 169 | 532 | 0 | 0 | 1 | 0 | 0 | 0 | 0 | 0 | 0 | 40 | 82.2609 | 85.2417 | ≤5% | ≤1 m | pressure_indicators_2016_2021_all_scenarios.xlsx
2020 | 40 | GIR90_ISW_EF_L | 173 | 534 | 0 | 0 | 1 | 0 | 0 | 0 | 0 | 0 | 0 | 40 | 79.3902 | 82.4521 | ≤5% | ≤1 m | pressure_indicators_2016_2021_all_scenarios.xlsx
2020 | 40 | GIR90_ISW_EF_L | 181 | 511 | 0 | 0 | 1 | 0 | 0 | 0 | 0 | 0 | 0 | 40 | 77.7043 | 80.4336 | ≤5% | ≤1 m | pressure_indicators_2016_2021_all_scenarios.xlsx
2020 | 40 | GIR90_ISW_EF_L | 189 | 506 | 0 | 0 | 1 | 0 | 0 | 0 | 0 | 0 | 0 | 40 | 70.9745 | 73.741 | ≤5% | ≤1 m | pressure_indicators_2016_2021_all_scenarios.xlsx
2020 | 40 | GIR90_ISW_EF_L | 193 | 508 | 0 | 0 | 1 | 0 | 0 | 0 | 0 | 0 | 0 | 40 | 65.9297 | 70.3114 | ≤5% | ≤1 m | pressure_indicators_2016_2021_all_scenarios.xlsx
2020 | 40 | GIR90_ISW_EF_L | 211 | 527 | 0 | 0 | 1 | 0 | 0 | 0 | 0 | 0 | 0 | 40 | 52.4379 | 56.5642 | ≤5% | ≤1 m | pressure_indicators_2016_2021_all_scenarios.xlsx
2020 | 40 | GIR90_ISW_EF_L | 220 | 522 | 0 | 0 | 1 | 0 | 0 | 0 | 0 | 0 | 0 | 40 | 60.0832 | 64.3741 | ≤5% | ≤1 m | pressure_indicators_2016_2021_all_scenarios.xlsx
2020 | 40 | GIR90_ISW_EF_L | 224 | 536 | 0 | 0 | 1 | 0 | 0 | 0 | 0 | 0 | 0 | 40 | 63.6222 | 66.6999 | ≤5% | ≤1 m | pressure_indicators_2016_2021_all_scenarios.xlsx
2020 | 40 | GIR90_ISW_EF_L | 228 | 539 | 0 | 0 | 1 | 0 | 0 | 0 | 0 | 0 | 0 | 40 | 68.106 | 70.986 | ≤5% | ≤1 m | pressure_indicators_2016_2021_all_scenarios.xlsx
2020 | 40 | GIR90_ISW_EF_L | 232 | 548 | 0 | 0 | 1 | 0 | 0 | 0 | 0 | 0 | 0 | 40 | 82.4623 | 83.1919 | ≤5% | ≤1 m | pressure_indicators_2016_2021_all_scenarios.xlsx
2020 | 40 | GIR90_ISW_EF_L | 234 | 525 | 0 | 0 | 1 | 0 | 0 | 0 | 0 | 0 | 0 | 40 | 54.7625 | 55.6776 | ≤5% | ≤1 m | pressure_indicators_2016_2021_all_scenarios.xlsx
2020 | 40 | GIR90_ISW_EF_L | 238 | 516 | 0 | 0 | 1 | 0 | 0 | 0 | 0 | 0 | 0 | 40 | 67.077 | 68.1364 | ≤5% | ≤1 m | pressure_indicators_2016_2021_all_scenarios.xlsx
2020 | 40 | GIR90_ISW_EF_L | 248 | 518 | 0 | 0 | 1 | 0 | 0 | 0 | 0 | 0 | 0 | 40 | 68.4642 | 68.862 | ≤5% | ≤1 m | pressure_indicators_2016_2021_all_scenarios.xlsx
2020 | 40 | GIR90_ISW_EF_L | 253 | 543 | 0 | 0 | 1 | 0 | 0 | 0 | 0 | 0 | 0 | 40 | 75.8971 | 76.4006 | ≤5% | ≤1 m | pressure_indicators_2016_2021_all_scenarios.xlsx
2020 | 40 | GIR90_ISW_EF_L | 266 | 498 | 0 | 0 | 1 | 0 | 0 | 0 | 0 | 0 | 0 | 40 | 79.0449 | 80.1888 | ≤5% | ≤1 m | pressure_indicators_2016_2021_all_scenarios.xlsx
2020 | 40 | GIR90_ISW_EF_L | 274 | 508 | 0 | 0 | 1 | 0 | 0 | 0 | 0 | 0 | 0 | 40 | 79.0605 | 80.4257 | ≤5% | ≤1 m | pressure_indicators_2016_2021_all_scenarios.xlsx
2020 | 40 | GIR90_ISW_EF_L | 282 | 484 | 0 | 0 | 1 | 0 | 0 | 0 | 0 | 0 | 0 | 40 | 80.1585 | 83.6114 | ≤5% | ≤1 m | pressure_indicators_2016_2021_all_scenarios.xlsx
2020 | 40 | GIR90_ISW_EF_L | 286 | 525 | 0 | 0 | 1 | 0 | 0 | 0 | 0 | 0 | 0 | 40 | 79.63 | 82.1474 | ≤5% | ≤1 m | pressure_indicators_2016_2021_all_scenarios.xlsx
2020 | 40 | GIR90_ISW_EF_L | 290 | 540 | 0 | 0 | 1 | 0 | 0 | 0 | 0 | 0 | 0 | 40 | 84.4688 | 86.6073 | ≤5% | ≤1 m | pressure_indicators_2016_2021_all_scenarios.xlsx
2020 | 40 | GIR90_ISW_EF_L | 294 | 507 | 0 | 0 | 1 | 0 | 0 | 0 | 0 | 0 | 0 | 40 | 82.7231 | 84.2823 | ≤5% | ≤1 m | pressure_indicators_2016_2021_all_scenarios.xlsx
2020 | 40 | GIR90_ISW_EF_L | 302 | 514 | 0 | 0 | 1 | 0 | 0 | 0 | 0 | 0 | 0 | 40 | 83.4382 | 84.8483 | ≤5% | ≤1 m | pressure_indicators_2016_2021_all_scenarios.xlsx
2020 | 40 | GIR90_ISW_EF_L | 306 | 529 | 0 | 0 | 1 | 0 | 0 | 0 | 0 | 0 | 0 | 40 | 62.5958 | 64.0772 | ≤5% | ≤1 m | pressure_indicators_2016_2021_all_scenarios.xlsx
2020 | 40 | GIR90_ISW_EF_L | 318 | 500 | 0 | 0 | 1 | 0 | 0 | 0 | 0 | 0 | 0 | 40 | 61.0105 | 63.3469 | ≤5% | ≤1 m | pressure_indicators_2016_2021_all_scenarios.xlsx
2020 | 40 | GIR90_ISW_EF_L | 323 | 517 | 0 | 0 | 1 | 0 | 0 | 0 | 0 | 0 | 0 | 40 | 60.7852 | 63.4199 | ≤5% | ≤1 m | pressure_indicators_2016_2021_all_scenarios.xlsx
2020 | 40 | GIR90_ISW_EF_L | 331 | 529 | 0 | 0 | 1 | 0 | 0 | 0 | 0 | 0 | 0 | 40 | 55.3357 | 61.6974 | ≤5% | ≤1 m | pressure_indicators_2016_2021_all_scenarios.xlsx
2020 | 40 | GIR90_ISW_EF_L | 333 | 521 | 0 | 0 | 1 | 0 | 0 | 0 | 0 | 0 | 0 | 40 | 59.5673 | 66.4081 | ≤5% | ≤1 m | pressure_indicators_2016_2021_all_scenarios.xlsx
2020 | 40 | GIR90_ISW_EF_L | 338 | 522 | 0 | 0 | 1 | 0 | 0 | 0 | 0 | 0 | 0 | 40 | 61.8704 | 68.204 | ≤5% | ≤1 m | pressure_indicators_2016_2021_all_scenarios.xlsx
2020 | 40 | GIR90_ISW_EF_L | 342 | 518 | 0 | 0 | 1 | 0 | 0 | 0 | 0 | 0 | 0 | 40 | 64.8238 | 69.1801 | ≤5% | ≤1 m | pressure_indicators_2016_2021_all_scenarios.xlsx
2020 | 40 | GIR90_ISW_EF_L | 346 | 547 | 0 | 0 | 1 | 0 | 0 | 0 | 0 | 0 | 0 | 40 | 56.4464 | 58.9104 | ≤5% | ≤1 m | pressure_indicators_2016_2021_all_scenarios.xlsx
2020 | 40 | GIR90_ISW_EF_L | 350 | 511 | 260 | 0.50881 | 0.49119 | 10.3976 | 20.4353 | 22.2073 | 0.25994 | 0.51088 | 0.52442 | 40 | 17.7927 | 41.5741 | >20% | >6 m | pressure_indicators_2016_2021_all_scenarios.xlsx
2020 | 40 | GIR90_ISW_EF_L | 364 | 514 | 260 | 0.50584 | 0.49416 | 6.5204 | 12.8904 | 14.6623 | 0.16301 | 0.32226 | 0.3358 | 40 | 25.3377 | 37.1178 | >20% | >6 m | pressure_indicators_2016_2021_all_scenarios.xlsx
2020 | 40 | GIR90_ISW_EF_L | 372 | 541 | 0 | 0 | 1 | 0 | 0 | 0 | 0 | 0 | 0 | 40 | 70.3954 | 71.6853 | ≤5% | ≤1 m | pressure_indicators_2016_2021_all_scenarios.xlsx
2020 | 40 | GIR90_ISW_EF_L | 381 | 546 | 0 | 0 | 1 | 0 | 0 | 0 | 0 | 0 | 0 | 40 | 62.4456 | 63.4733 | ≤5% | ≤1 m | pressure_indicators_2016_2021_all_scenarios.xlsx
2020 | 40 | GIR90_ISW_EF_L | 385 | 543 | 0 | 0 | 1 | 0 | 0 | 0 | 0 | 0 | 0 | 40 | 49.7222 | 52.3176 | ≤5% | ≤1 m | pressure_indicators_2016_2021_all_scenarios.xlsx
2020 | 40 | GIR90_ISW_EF_L | 389 | 524 | 0 | 0 | 1 | 0 | 0 | 0 | 0 | 0 | 0 | 40 | 51.1013 | 52.4481 | ≤5% | ≤1 m | pressure_indicators_2016_2021_all_scenarios.xlsx
2020 | 40 | GIR90_ISW_EF_L | 393 | 517 | 0 | 0 | 1 | 0 | 0 | 0 | 0 | 0 | 0 | 40 | 51.0124 | 53.0317 | ≤5% | ≤1 m | pressure_indicators_2016_2021_all_scenarios.xlsx
2020 | 40 | GIR90_ISW_EF_L | 397 | 524 | 0 | 0 | 1 | 0 | 0 | 0 | 0 | 0 | 0 | 40 | 64.9493 | 66.3887 | ≤5% | ≤1 m | pressure_indicators_2016_2021_all_scenarios.xlsx
2020 | 40 | GIR90_ISW_EF_L | 401 | 495 | 0 | 0 | 1 | 0 | 0 | 0 | 0 | 0 | 0 | 40 | 72.5972 | 74.0339 | ≤5% | ≤1 m | pressure_indicators_2016_2021_all_scenarios.xlsx
2020 | 40 | GIR90_ISW_EF_L | 405 | 522 | 0 | 0 | 1 | 0 | 0 | 0 | 0 | 0 | 0 | 40 | 63.1179 | 64.87 | ≤5% | ≤1 m | pressure_indicators_2016_2021_all_scenarios.xlsx
2020 | 40 | GIR90_ISW_EF_L | 409 | 517 | 0 | 0 | 1 | 0 | 0 | 0 | 0 | 0 | 0 | 40 | 64.0557 | 65.9283 | ≤5% | ≤1 m | pressure_indicators_2016_2021_all_scenarios.xlsx
2020 | 40 | GIR90_ISW_EF_L | 414 | 579 | 0 | 0 | 1 | 0 | 0 | 0 | 0 | 0 | 0 | 40 | 50.1201 | 52.0892 | ≤5% | ≤1 m | pressure_indicators_2016_2021_all_scenarios.xlsx
2020 | 40 | GIR90_ISW_EF_L | 419 | 523 | 0 | 0 | 1 | 0 | 0 | 0 | 0 | 0 | 0 | 40 | 58.431 | 60.5779 | ≤5% | ≤1 m | pressure_indicators_2016_2021_all_scenarios.xlsx
2020 | 40 | GIR90_ISW_EF_L | 423 | 496 | 0 | 0 | 1 | 0 | 0 | 0 | 0 | 0 | 0 | 40 | 60.3903 | 62.5348 | ≤5% | ≤1 m | pressure_indicators_2016_2021_all_scenarios.xlsx
2020 | 40 | GIR90_ISW_EF_L | 428 | 550 | 0 | 0 | 1 | 0 | 0 | 0 | 0 | 0 | 0 | 40 | 61.9419 | 64.1685 | ≤5% | ≤1 m | pressure_indicators_2016_2021_all_scenarios.xlsx
2020 | 40 | GIR90_ISW_EF_L | 434 | 524 | 0 | 0 | 1 | 0 | 0 | 0 | 0 | 0 | 0 | 40 | 61.9478 | 64.2037 | ≤5% | ≤1 m | pressure_indicators_2016_2021_all_scenarios.xlsx
2020 | 40 | GIR90_ISW_EF_L | 438 | 506 | 0 | 0 | 1 | 0 | 0 | 0 | 0 | 0 | 0 | 40 | 61.0211 | 63.7162 | ≤5% | ≤1 m | pressure_indicators_2016_2021_all_scenarios.xlsx
2020 | 40 | GIR90_ISW_EF_L | 508 | 522 | 0 | 0 | 1 | 0 | 0 | 0 | 0 | 0 | 0 | 40 | 57.1193 | 61.6152 | ≤5% | ≤1 m | pressure_indicators_2016_2021_all_scenarios.xlsx
2020 | 40 | GIR90_ISW_EF_L | 510 | 522 | 0 | 0 | 1 | 0 | 0 | 0 | 0 | 0 | 0 | 40 | 48.214 | 52.8525 | ≤5% | ≤1 m | pressure_indicators_2016_2021_all_scenarios.xlsx
2020 | 40 | GIR90_ISW_EF_L | 512 | 518 | 0 | 0 | 1 | 0 | 0 | 0 | 0 | 0 | 0 | 40 | 54.1223 | 58.9537 | ≤5% | ≤1 m | pressure_indicators_2016_2021_all_scenarios.xlsx
2020 | 40 | GIR90_ISW_EF_L | 514 | 502 | 0 | 0 | 1 | 0 | 0 | 0 | 0 | 0 | 0 | 40 | 53.6521 | 58.3644 | ≤5% | ≤1 m | pressure_indicators_2016_2021_all_scenarios.xlsx
2020 | 40 | GIR90_ISW_EF_L | 516 | 578 | 0 | 0 | 1 | 0 | 0 | 0 | 0 | 0 | 0 | 40 | 52.0205 | 56.8881 | ≤5% | ≤1 m | pressure_indicators_2016_2021_all_scenarios.xlsx
2020 | 40 | GIR90_ISW_EF_L | 518 | 538 | 0 | 0 | 1 | 0 | 0 | 0 | 0 | 0 | 0 | 40 | 52.2254 | 57.3512 | ≤5% | ≤1 m | pressure_indicators_2016_2021_all_scenarios.xlsx
2020 | 40 | GIR90_ISW_EF_L | 520 | 507 | 0 | 0 | 1 | 0 | 0 | 0 | 0 | 0 | 0 | 40 | 50.4309 | 55.633 | ≤5% | ≤1 m | pressure_indicators_2016_2021_all_scenarios.xlsx
2020 | 40 | GIR90_ISW_EF_L | 522 | 524 | 0 | 0 | 1 | 0 | 0 | 0 | 0 | 0 | 0 | 40 | 47.0969 | 52.4388 | ≤5% | ≤1 m | pressure_indicators_2016_2021_all_scenarios.xlsx
2020 | 40 | GIR90_ISW_EF_L | 524 | 540 | 0 | 0 | 1 | 0 | 0 | 0 | 0 | 0 | 0 | 40 | 45.5415 | 50.9064 | ≤5% | ≤1 m | pressure_indicators_2016_2021_all_scenarios.xlsx
2020 | 40 | GIR90_ISW_EF_L | 526 | 518 | 0 | 0 | 1 | 0 | 0 | 0 | 0 | 0 | 0 | 40 | 47.9283 | 53.194 | ≤5% | ≤1 m | pressure_indicators_2016_2021_all_scenarios.xlsx
2020 | 40 | GIR90_ISW_EF_L | 528 | 530 | 0 | 0 | 1 | 0 | 0 | 0 | 0 | 0 | 0 | 40 | 50.0811 | 55.4052 | ≤5% | ≤1 m | pressure_indicators_2016_2021_all_scenarios.xlsx
2020 | 40 | GIR90_ISW_EF_L | 530 | 513 | 0 | 0 | 1 | 0 | 0 | 0 | 0 | 0 | 0 | 40 | 51.2658 | 56.3003 | ≤5% | ≤1 m | pressure_indicators_2016_2021_all_scenarios.xlsx
2020 | 40 | GIR90_ISW_EF_L | 532 | 528 | 0 | 0 | 1 | 0 | 0 | 0 | 0 | 0 | 0 | 40 | 50.3732 | 55.1607 | ≤5% | ≤1 m | pressure_indicators_2016_2021_all_scenarios.xlsx
2020 | 40 | GIR90_ISW_EF_L | 536 | 542 | 0 | 0 | 1 | 0 | 0 | 0 | 0 | 0 | 0 | 40 | 45.0998 | 50.2281 | ≤5% | ≤1 m | pressure_indicators_2016_2021_all_scenarios.xlsx
2020 | 40 | GIR90_ISW_EF_L | 538 | 518 | 0 | 0 | 1 | 0 | 0 | 0 | 0 | 0 | 0 | 40 | 42.7516 | 47.9014 | ≤5% | ≤1 m | pressure_indicators_2016_2021_all_scenarios.xlsx
2020 | 40 | GIR90_ISW_EF_L | 540 | 525 | 0 | 0 | 1 | 0 | 0 | 0 | 0 | 0 | 0 | 40 | 44.8176 | 49.6192 | ≤5% | ≤1 m | pressure_indicators_2016_2021_all_scenarios.xlsx
2020 | 40 | GIR90_ISW_EF_L | 542 | 505 | 0 | 0 | 1 | 0 | 0 | 0 | 0 | 0 | 0 | 40 | 42.6633 | 47.6759 | ≤5% | ≤1 m | pressure_indicators_2016_2021_all_scenarios.xlsx
2020 | 40 | GIR90_ISW_EF_L | 544 | 515 | 0 | 0 | 1 | 0 | 0 | 0 | 0 | 0 | 0 | 40 | 51.651 | 56.9534 | ≤5% | ≤1 m | pressure_indicators_2016_2021_all_scenarios.xlsx
2020 | 40 | GIR90_ISW_EF_L | 546 | 525 | 0 | 0 | 1 | 0 | 0 | 0 | 0 | 0 | 0 | 40 | 52.7154 | 57.6783 | ≤5% | ≤1 m | pressure_indicators_2016_2021_all_scenarios.xlsx
2020 | 40 | GIR90_ISW_EF_L | 550 | 525 | 0 | 0 | 1 | 0 | 0 | 0 | 0 | 0 | 0 | 40 | 63.9414 | 69.2072 | ≤5% | ≤1 m | pressure_indicators_2016_2021_all_scenarios.xlsx
2020 | 40 | GIR90_ISW_EF_L | 552 | 515 | 0 | 0 | 1 | 0 | 0 | 0 | 0 | 0 | 0 | 40 | 52.0575 | 57.208 | ≤5% | ≤1 m | pressure_indicators_2016_2021_all_scenarios.xlsx
2020 | 40 | GIR90_ISW_EF_L | 554 | 518 | 0 | 0 | 1 | 0 | 0 | 0 | 0 | 0 | 0 | 40 | 43.3413 | 48.2294 | ≤5% | ≤1 m | pressure_indicators_2016_2021_all_scenarios.xlsx
2020 | 40 | GIR90_ISW_EF_L | 556 | 522 | 0 | 0 | 1 | 0 | 0 | 0 | 0 | 0 | 0 | 40 | 40.9475 | 46.0069 | ≤5% | ≤1 m | pressure_indicators_2016_2021_all_scenarios.xlsx
2020 | 40 | GIR90_ISW_EF_L | 558 | 528 | 458 | 0.86742 | 0.13258 | 1.9502 | 2.2483 | 7.0544 | 0.048756 | 0.056208 | 0.087214 | 40 | 32.9456 | 38.1317 | >20% | 1–3 m | pressure_indicators_2016_2021_all_scenarios.xlsx
2020 | 40 | GIR90_ISW_EF_L | 562 | 523 | 0 | 0 | 1 | 0 | 0 | 0 | 0 | 0 | 0 | 40 | 45.3165 | 50.2264 | ≤5% | ≤1 m | pressure_indicators_2016_2021_all_scenarios.xlsx
2020 | 40 | GIR90_ISW_EF_L | 571 | 534 | 0 | 0 | 1 | 0 | 0 | 0 | 0 | 0 | 0 | 40 | 77.7609 | 78.9833 | ≤5% | ≤1 m | pressure_indicators_2016_2021_all_scenarios.xlsx
2020 | 40 | GIR90_ISW_EF_L | 597 | 511 | 0 | 0 | 1 | 0 | 0 | 0 | 0 | 0 | 0 | 40 | 72.7628 | 74.1822 | ≤5% | ≤1 m | pressure_indicators_2016_2021_all_scenarios.xlsx
2020 | 40 | GIR90_ISW_EF_L | 599 | 521 | 0 | 0 | 1 | 0 | 0 | 0 | 0 | 0 | 0 | 40 | 73.1533 | 74.5846 | ≤5% | ≤1 m | pressure_indicators_2016_2021_all_scenarios.xlsx
2020 | 40 | GIR90_ISW_EF_L | 603 | 535 | 0 | 0 | 1 | 0 | 0 | 0 | 0 | 0 | 0 | 40 | 47.0175 | 51.9076 | ≤5% | ≤1 m | pressure_indicators_2016_2021_all_scenarios.xlsx
2020 | 40 | GIR90_ISW_EF_L | 607 | 497 | 0 | 0 | 1 | 0 | 0 | 0 | 0 | 0 | 0 | 40 | 59.7907 | 63.8356 | ≤5% | ≤1 m | pressure_indicators_2016_2021_all_scenarios.xlsx
2021 | 10 | GIR50_ISW_EF_H | 135 | 524 | 0 | 0 | 1 | 0 | 0 | 0 | 0 | 0 | 0 | 40 | 73.6105 | 73.7263 | ≤5% | ≤1 m | pressure_indicators_2016_2021_all_scenarios.xlsx
2021 | 10 | GIR50_ISW_EF_H | 139 | 572 | 0 | 0 | 1 | 0 | 0 | 0 | 0 | 0 | 0 | 40 | 68.7244 | 68.952 | ≤5% | ≤1 m | pressure_indicators_2016_2021_all_scenarios.xlsx
2021 | 10 | GIR50_ISW_EF_H | 165 | 518 | 0 | 0 | 1 | 0 | 0 | 0 | 0 | 0 | 0 | 40 | 81.7712 | 84.8531 | ≤5% | ≤1 m | pressure_indicators_2016_2021_all_scenarios.xlsx
2021 | 10 | GIR50_ISW_EF_H | 169 | 511 | 0 | 0 | 1 | 0 | 0 | 0 | 0 | 0 | 0 | 40 | 81.7755 | 85.1773 | ≤5% | ≤1 m | pressure_indicators_2016_2021_all_scenarios.xlsx
2021 | 10 | GIR50_ISW_EF_H | 173 | 547 | 0 | 0 | 1 | 0 | 0 | 0 | 0 | 0 | 0 | 40 | 78.9151 | 82.431 | ≤5% | ≤1 m | pressure_indicators_2016_2021_all_scenarios.xlsx
2021 | 10 | GIR50_ISW_EF_H | 181 | 513 | 0 | 0 | 1 | 0 | 0 | 0 | 0 | 0 | 0 | 40 | 77.2989 | 80.3996 | ≤5% | ≤1 m | pressure_indicators_2016_2021_all_scenarios.xlsx
2021 | 10 | GIR50_ISW_EF_H | 189 | 520 | 0 | 0 | 1 | 0 | 0 | 0 | 0 | 0 | 0 | 40 | 70.5592 | 73.6653 | ≤5% | ≤1 m | pressure_indicators_2016_2021_all_scenarios.xlsx
2021 | 10 | GIR50_ISW_EF_H | 193 | 514 | 0 | 0 | 1 | 0 | 0 | 0 | 0 | 0 | 0 | 40 | 66.5204 | 70.3306 | ≤5% | ≤1 m | pressure_indicators_2016_2021_all_scenarios.xlsx
2021 | 10 | GIR50_ISW_EF_H | 211 | 516 | 0 | 0 | 1 | 0 | 0 | 0 | 0 | 0 | 0 | 40 | 52.4605 | 56.778 | ≤5% | ≤1 m | pressure_indicators_2016_2021_all_scenarios.xlsx
2021 | 10 | GIR50_ISW_EF_H | 220 | 537 | 0 | 0 | 1 | 0 | 0 | 0 | 0 | 0 | 0 | 40 | 60.1059 | 64.7013 | ≤5% | ≤1 m | pressure_indicators_2016_2021_all_scenarios.xlsx
2021 | 10 | GIR50_ISW_EF_H | 224 | 516 | 0 | 0 | 1 | 0 | 0 | 0 | 0 | 0 | 0 | 40 | 63.6448 | 66.7461 | ≤5% | ≤1 m | pressure_indicators_2016_2021_all_scenarios.xlsx
2021 | 10 | GIR50_ISW_EF_H | 228 | 534 | 0 | 0 | 1 | 0 | 0 | 0 | 0 | 0 | 0 | 40 | 68.1287 | 71.0551 | ≤5% | ≤1 m | pressure_indicators_2016_2021_all_scenarios.xlsx
2021 | 10 | GIR50_ISW_EF_H | 232 | 528 | 0 | 0 | 1 | 0 | 0 | 0 | 0 | 0 | 0 | 40 | 82.485 | 83.2025 | ≤5% | ≤1 m | pressure_indicators_2016_2021_all_scenarios.xlsx
2021 | 10 | GIR50_ISW_EF_H | 234 | 523 | 0 | 0 | 1 | 0 | 0 | 0 | 0 | 0 | 0 | 40 | 54.7852 | 55.6904 | ≤5% | ≤1 m | pressure_indicators_2016_2021_all_scenarios.xlsx
2021 | 10 | GIR50_ISW_EF_H | 238 | 516 | 0 | 0 | 1 | 0 | 0 | 0 | 0 | 0 | 0 | 40 | 67.0997 | 68.1402 | ≤5% | ≤1 m | pressure_indicators_2016_2021_all_scenarios.xlsx
2021 | 10 | GIR50_ISW_EF_H | 248 | 517 | 0 | 0 | 1 | 0 | 0 | 0 | 0 | 0 | 0 | 40 | 68.4513 | 68.8528 | ≤5% | ≤1 m | pressure_indicators_2016_2021_all_scenarios.xlsx
2021 | 10 | GIR50_ISW_EF_H | 253 | 523 | 0 | 0 | 1 | 0 | 0 | 0 | 0 | 0 | 0 | 40 | 75.9143 | 76.4016 | ≤5% | ≤1 m | pressure_indicators_2016_2021_all_scenarios.xlsx
2021 | 10 | GIR50_ISW_EF_H | 266 | 536 | 0 | 0 | 1 | 0 | 0 | 0 | 0 | 0 | 0 | 40 | 79.0761 | 80.1921 | ≤5% | ≤1 m | pressure_indicators_2016_2021_all_scenarios.xlsx
2021 | 10 | GIR50_ISW_EF_H | 274 | 529 | 0 | 0 | 1 | 0 | 0 | 0 | 0 | 0 | 0 | 40 | 79.0528 | 80.4062 | ≤5% | ≤1 m | pressure_indicators_2016_2021_all_scenarios.xlsx
2021 | 10 | GIR50_ISW_EF_H | 282 | 506 | 0 | 0 | 1 | 0 | 0 | 0 | 0 | 0 | 0 | 40 | 80.0324 | 83.3457 | ≤5% | ≤1 m | pressure_indicators_2016_2021_all_scenarios.xlsx
2021 | 10 | GIR50_ISW_EF_H | 286 | 548 | 0 | 0 | 1 | 0 | 0 | 0 | 0 | 0 | 0 | 40 | 79.5039 | 81.9902 | ≤5% | ≤1 m | pressure_indicators_2016_2021_all_scenarios.xlsx
2021 | 10 | GIR50_ISW_EF_H | 290 | 501 | 0 | 0 | 1 | 0 | 0 | 0 | 0 | 0 | 0 | 40 | 84.3427 | 86.4521 | ≤5% | ≤1 m | pressure_indicators_2016_2021_all_scenarios.xlsx
2021 | 10 | GIR50_ISW_EF_H | 294 | 515 | 0 | 0 | 1 | 0 | 0 | 0 | 0 | 0 | 0 | 40 | 82.597 | 84.2162 | ≤5% | ≤1 m | pressure_indicators_2016_2021_all_scenarios.xlsx
2021 | 10 | GIR50_ISW_EF_H | 302 | 536 | 0 | 0 | 1 | 0 | 0 | 0 | 0 | 0 | 0 | 40 | 83.4305 | 84.7898 | ≤5% | ≤1 m | pressure_indicators_2016_2021_all_scenarios.xlsx
2021 | 10 | GIR50_ISW_EF_H | 306 | 529 | 0 | 0 | 1 | 0 | 0 | 0 | 0 | 0 | 0 | 40 | 62.5881 | 64.0227 | ≤5% | ≤1 m | pressure_indicators_2016_2021_all_scenarios.xlsx
2021 | 10 | GIR50_ISW_EF_H | 318 | 509 | 0 | 0 | 1 | 0 | 0 | 0 | 0 | 0 | 0 | 40 | 60.8988 | 63.3582 | ≤5% | ≤1 m | pressure_indicators_2016_2021_all_scenarios.xlsx
2021 | 10 | GIR50_ISW_EF_H | 323 | 523 | 0 | 0 | 1 | 0 | 0 | 0 | 0 | 0 | 0 | 40 | 60.6728 | 63.3547 | ≤5% | ≤1 m | pressure_indicators_2016_2021_all_scenarios.xlsx
2021 | 10 | GIR50_ISW_EF_H | 331 | 521 | 0 | 0 | 1 | 0 | 0 | 0 | 0 | 0 | 0 | 40 | 55.9264 | 61.6112 | ≤5% | ≤1 m | pressure_indicators_2016_2021_all_scenarios.xlsx
2021 | 10 | GIR50_ISW_EF_H | 333 | 528 | 0 | 0 | 1 | 0 | 0 | 0 | 0 | 0 | 0 | 40 | 60.158 | 66.4232 | ≤5% | ≤1 m | pressure_indicators_2016_2021_all_scenarios.xlsx
2021 | 10 | GIR50_ISW_EF_H | 338 | 527 | 0 | 0 | 1 | 0 | 0 | 0 | 0 | 0 | 0 | 40 | 62.4611 | 68.1054 | ≤5% | ≤1 m | pressure_indicators_2016_2021_all_scenarios.xlsx
2021 | 10 | GIR50_ISW_EF_H | 342 | 526 | 0 | 0 | 1 | 0 | 0 | 0 | 0 | 0 | 0 | 40 | 65.4145 | 69.1979 | ≤5% | ≤1 m | pressure_indicators_2016_2021_all_scenarios.xlsx
2021 | 10 | GIR50_ISW_EF_H | 346 | 547 | 0 | 0 | 1 | 0 | 0 | 0 | 0 | 0 | 0 | 40 | 56.7287 | 58.8884 | ≤5% | ≤1 m | pressure_indicators_2016_2021_all_scenarios.xlsx
2021 | 10 | GIR50_ISW_EF_H | 350 | 510 | 275 | 0.53922 | 0.46078 | 11.007 | 20.4131 | 22.1775 | 0.27518 | 0.51033 | 0.52209 | 40 | 17.8225 | 40.2158 | >20% | >6 m | pressure_indicators_2016_2021_all_scenarios.xlsx
2021 | 10 | GIR50_ISW_EF_H | 364 | 530 | 275 | 0.51887 | 0.48113 | 6.6769 | 12.8682 | 14.6326 | 0.16692 | 0.3217 | 0.33347 | 40 | 25.3674 | 36.8184 | >20% | >6 m | pressure_indicators_2016_2021_all_scenarios.xlsx
2021 | 10 | GIR50_ISW_EF_H | 372 | 537 | 0 | 0 | 1 | 0 | 0 | 0 | 0 | 0 | 0 | 40 | 70.4642 | 71.709 | ≤5% | ≤1 m | pressure_indicators_2016_2021_all_scenarios.xlsx
2021 | 10 | GIR50_ISW_EF_H | 381 | 518 | 0 | 0 | 1 | 0 | 0 | 0 | 0 | 0 | 0 | 40 | 62.3956 | 63.4527 | ≤5% | ≤1 m | pressure_indicators_2016_2021_all_scenarios.xlsx
2021 | 10 | GIR50_ISW_EF_H | 385 | 507 | 0 | 0 | 1 | 0 | 0 | 0 | 0 | 0 | 0 | 40 | 49.6721 | 52.2564 | ≤5% | ≤1 m | pressure_indicators_2016_2021_all_scenarios.xlsx
2021 | 10 | GIR50_ISW_EF_H | 389 | 535 | 0 | 0 | 1 | 0 | 0 | 0 | 0 | 0 | 0 | 40 | 51.0512 | 52.4579 | ≤5% | ≤1 m | pressure_indicators_2016_2021_all_scenarios.xlsx
2021 | 10 | GIR50_ISW_EF_H | 393 | 493 | 0 | 0 | 1 | 0 | 0 | 0 | 0 | 0 | 0 | 40 | 51.293 | 53.0097 | ≤5% | ≤1 m | pressure_indicators_2016_2021_all_scenarios.xlsx
2021 | 10 | GIR50_ISW_EF_H | 397 | 499 | 0 | 0 | 1 | 0 | 0 | 0 | 0 | 0 | 0 | 40 | 65.0017 | 66.3457 | ≤5% | ≤1 m | pressure_indicators_2016_2021_all_scenarios.xlsx
2021 | 10 | GIR50_ISW_EF_H | 401 | 540 | 0 | 0 | 1 | 0 | 0 | 0 | 0 | 0 | 0 | 40 | 72.6925 | 74.0198 | ≤5% | ≤1 m | pressure_indicators_2016_2021_all_scenarios.xlsx
2021 | 10 | GIR50_ISW_EF_H | 405 | 504 | 0 | 0 | 1 | 0 | 0 | 0 | 0 | 0 | 0 | 40 | 63.1597 | 64.8596 | ≤5% | ≤1 m | pressure_indicators_2016_2021_all_scenarios.xlsx
2021 | 10 | GIR50_ISW_EF_H | 409 | 514 | 0 | 0 | 1 | 0 | 0 | 0 | 0 | 0 | 0 | 40 | 64.0975 | 65.885 | ≤5% | ≤1 m | pressure_indicators_2016_2021_all_scenarios.xlsx
2021 | 10 | GIR50_ISW_EF_H | 414 | 537 | 0 | 0 | 1 | 0 | 0 | 0 | 0 | 0 | 0 | 40 | 50.0589 | 52.0485 | ≤5% | ≤1 m | pressure_indicators_2016_2021_all_scenarios.xlsx
2021 | 10 | GIR50_ISW_EF_H | 419 | 535 | 0 | 0 | 1 | 0 | 0 | 0 | 0 | 0 | 0 | 40 | 58.4266 | 60.5801 | ≤5% | ≤1 m | pressure_indicators_2016_2021_all_scenarios.xlsx
2021 | 10 | GIR50_ISW_EF_H | 423 | 540 | 0 | 0 | 1 | 0 | 0 | 0 | 0 | 0 | 0 | 40 | 60.3572 | 62.5396 | ≤5% | ≤1 m | pressure_indicators_2016_2021_all_scenarios.xlsx
2021 | 10 | GIR50_ISW_EF_H | 428 | 529 | 0 | 0 | 1 | 0 | 0 | 0 | 0 | 0 | 0 | 40 | 61.8473 | 64.1166 | ≤5% | ≤1 m | pressure_indicators_2016_2021_all_scenarios.xlsx
2021 | 10 | GIR50_ISW_EF_H | 434 | 509 | 0 | 0 | 1 | 0 | 0 | 0 | 0 | 0 | 0 | 40 | 61.8556 | 64.1279 | ≤5% | ≤1 m | pressure_indicators_2016_2021_all_scenarios.xlsx
2021 | 10 | GIR50_ISW_EF_H | 438 | 523 | 0 | 0 | 1 | 0 | 0 | 0 | 0 | 0 | 0 | 40 | 61.3034 | 63.6803 | ≤5% | ≤1 m | pressure_indicators_2016_2021_all_scenarios.xlsx
2021 | 10 | GIR50_ISW_EF_H | 508 | 506 | 0 | 0 | 1 | 0 | 0 | 0 | 0 | 0 | 0 | 40 | 56.6368 | 61.6867 | ≤5% | ≤1 m | pressure_indicators_2016_2021_all_scenarios.xlsx
2021 | 10 | GIR50_ISW_EF_H | 510 | 512 | 0 | 0 | 1 | 0 | 0 | 0 | 0 | 0 | 0 | 40 | 47.7496 | 52.7744 | ≤5% | ≤1 m | pressure_indicators_2016_2021_all_scenarios.xlsx
2021 | 10 | GIR50_ISW_EF_H | 512 | 500 | 0 | 0 | 1 | 0 | 0 | 0 | 0 | 0 | 0 | 40 | 53.6803 | 58.8225 | ≤5% | ≤1 m | pressure_indicators_2016_2021_all_scenarios.xlsx
2021 | 10 | GIR50_ISW_EF_H | 514 | 511 | 0 | 0 | 1 | 0 | 0 | 0 | 0 | 0 | 0 | 40 | 53.2239 | 58.4671 | ≤5% | ≤1 m | pressure_indicators_2016_2021_all_scenarios.xlsx
2021 | 10 | GIR50_ISW_EF_H | 516 | 506 | 0 | 0 | 1 | 0 | 0 | 0 | 0 | 0 | 0 | 40 | 52.0294 | 56.9336 | ≤5% | ≤1 m | pressure_indicators_2016_2021_all_scenarios.xlsx
2021 | 10 | GIR50_ISW_EF_H | 518 | 506 | 0 | 0 | 1 | 0 | 0 | 0 | 0 | 0 | 0 | 40 | 51.9255 | 57.4535 | ≤5% | ≤1 m | pressure_indicators_2016_2021_all_scenarios.xlsx
2021 | 10 | GIR50_ISW_EF_H | 520 | 540 | 0 | 0 | 1 | 0 | 0 | 0 | 0 | 0 | 0 | 40 | 50.4759 | 55.5897 | ≤5% | ≤1 m | pressure_indicators_2016_2021_all_scenarios.xlsx
2021 | 10 | GIR50_ISW_EF_H | 522 | 527 | 0 | 0 | 1 | 0 | 0 | 0 | 0 | 0 | 0 | 40 | 46.8307 | 52.4315 | ≤5% | ≤1 m | pressure_indicators_2016_2021_all_scenarios.xlsx
2021 | 10 | GIR50_ISW_EF_H | 524 | 538 | 0 | 0 | 1 | 0 | 0 | 0 | 0 | 0 | 0 | 40 | 45.2753 | 50.8034 | ≤5% | ≤1 m | pressure_indicators_2016_2021_all_scenarios.xlsx
2021 | 10 | GIR50_ISW_EF_H | 526 | 525 | 0 | 0 | 1 | 0 | 0 | 0 | 0 | 0 | 0 | 40 | 47.586 | 53.2448 | ≤5% | ≤1 m | pressure_indicators_2016_2021_all_scenarios.xlsx
2021 | 10 | GIR50_ISW_EF_H | 528 | 522 | 0 | 0 | 1 | 0 | 0 | 0 | 0 | 0 | 0 | 40 | 49.9659 | 55.4815 | ≤5% | ≤1 m | pressure_indicators_2016_2021_all_scenarios.xlsx
2021 | 10 | GIR50_ISW_EF_H | 530 | 506 | 0 | 0 | 1 | 0 | 0 | 0 | 0 | 0 | 0 | 40 | 51.0539 | 56.3191 | ≤5% | ≤1 m | pressure_indicators_2016_2021_all_scenarios.xlsx
2021 | 10 | GIR50_ISW_EF_H | 532 | 506 | 0 | 0 | 1 | 0 | 0 | 0 | 0 | 0 | 0 | 40 | 49.8229 | 55.1956 | ≤5% | ≤1 m | pressure_indicators_2016_2021_all_scenarios.xlsx
2021 | 10 | GIR50_ISW_EF_H | 536 | 540 | 0 | 0 | 1 | 0 | 0 | 0 | 0 | 0 | 0 | 40 | 44.7282 | 50.1282 | ≤5% | ≤1 m | pressure_indicators_2016_2021_all_scenarios.xlsx
2021 | 10 | GIR50_ISW_EF_H | 538 | 527 | 0 | 0 | 1 | 0 | 0 | 0 | 0 | 0 | 0 | 40 | 42.3875 | 47.8268 | ≤5% | ≤1 m | pressure_indicators_2016_2021_all_scenarios.xlsx
2021 | 10 | GIR50_ISW_EF_H | 540 | 512 | 0 | 0 | 1 | 0 | 0 | 0 | 0 | 0 | 0 | 40 | 44.5152 | 49.6824 | ≤5% | ≤1 m | pressure_indicators_2016_2021_all_scenarios.xlsx
2021 | 10 | GIR50_ISW_EF_H | 542 | 513 | 0 | 0 | 1 | 0 | 0 | 0 | 0 | 0 | 0 | 40 | 42.5271 | 47.5756 | ≤5% | ≤1 m | pressure_indicators_2016_2021_all_scenarios.xlsx
2021 | 10 | GIR50_ISW_EF_H | 544 | 517 | 0 | 0 | 1 | 0 | 0 | 0 | 0 | 0 | 0 | 40 | 51.126 | 56.7907 | ≤5% | ≤1 m | pressure_indicators_2016_2021_all_scenarios.xlsx
2021 | 10 | GIR50_ISW_EF_H | 546 | 528 | 0 | 0 | 1 | 0 | 0 | 0 | 0 | 0 | 0 | 40 | 52.1903 | 57.6219 | ≤5% | ≤1 m | pressure_indicators_2016_2021_all_scenarios.xlsx
2021 | 10 | GIR50_ISW_EF_H | 550 | 535 | 0 | 0 | 1 | 0 | 0 | 0 | 0 | 0 | 0 | 40 | 64.1599 | 69.1798 | ≤5% | ≤1 m | pressure_indicators_2016_2021_all_scenarios.xlsx
2021 | 10 | GIR50_ISW_EF_H | 552 | 525 | 0 | 0 | 1 | 0 | 0 | 0 | 0 | 0 | 0 | 40 | 52.276 | 57.2504 | ≤5% | ≤1 m | pressure_indicators_2016_2021_all_scenarios.xlsx
2021 | 10 | GIR50_ISW_EF_H | 554 | 508 | 0 | 0 | 1 | 0 | 0 | 0 | 0 | 0 | 0 | 40 | 42.8751 | 48.1157 | ≤5% | ≤1 m | pressure_indicators_2016_2021_all_scenarios.xlsx
2021 | 10 | GIR50_ISW_EF_H | 556 | 538 | 0 | 0 | 1 | 0 | 0 | 0 | 0 | 0 | 0 | 40 | 40.625 | 45.972 | ≤5% | ≤1 m | pressure_indicators_2016_2021_all_scenarios.xlsx
2021 | 10 | GIR50_ISW_EF_H | 558 | 538 | 456 | 0.84758 | 0.15242 | 2.0374 | 2.4038 | 7.396 | 0.050936 | 0.060096 | 0.091921 | 40 | 32.604 | 38.0618 | >20% | 1–3 m | pressure_indicators_2016_2021_all_scenarios.xlsx
2021 | 10 | GIR50_ISW_EF_H | 562 | 522 | 0 | 0 | 1 | 0 | 0 | 0 | 0 | 0 | 0 | 40 | 44.9674 | 50.1242 | ≤5% | ≤1 m | pressure_indicators_2016_2021_all_scenarios.xlsx
2021 | 10 | GIR50_ISW_EF_H | 571 | 523 | 0 | 0 | 1 | 0 | 0 | 0 | 0 | 0 | 0 | 40 | 77.8208 | 78.9693 | ≤5% | ≤1 m | pressure_indicators_2016_2021_all_scenarios.xlsx
2021 | 10 | GIR50_ISW_EF_H | 597 | 527 | 0 | 0 | 1 | 0 | 0 | 0 | 0 | 0 | 0 | 40 | 72.7232 | 74.266 | ≤5% | ≤1 m | pressure_indicators_2016_2021_all_scenarios.xlsx
2021 | 10 | GIR50_ISW_EF_H | 599 | 530 | 0 | 0 | 1 | 0 | 0 | 0 | 0 | 0 | 0 | 40 | 73.1138 | 74.6574 | ≤5% | ≤1 m | pressure_indicators_2016_2021_all_scenarios.xlsx
2021 | 10 | GIR50_ISW_EF_H | 603 | 529 | 0 | 0 | 1 | 0 | 0 | 0 | 0 | 0 | 0 | 40 | 46.9467 | 52.0353 | ≤5% | ≤1 m | pressure_indicators_2016_2021_all_scenarios.xlsx
2021 | 10 | GIR50_ISW_EF_H | 607 | 513 | 0 | 0 | 1 | 0 | 0 | 0 | 0 | 0 | 0 | 40 | 59.3082 | 63.8096 | ≤5% | ≤1 m | pressure_indicators_2016_2021_all_scenarios.xlsx
2021 | 20 | GIR50_ISW_EF_L | 135 | 493 | 0 | 0 | 1 | 0 | 0 | 0 | 0 | 0 | 0 | 40 | 73.5741 | 73.7267 | ≤5% | ≤1 m | pressure_indicators_2016_2021_all_scenarios.xlsx
2021 | 20 | GIR50_ISW_EF_L | 139 | 527 | 0 | 0 | 1 | 0 | 0 | 0 | 0 | 0 | 0 | 40 | 68.6669 | 68.9514 | ≤5% | ≤1 m | pressure_indicators_2016_2021_all_scenarios.xlsx
2021 | 20 | GIR50_ISW_EF_L | 165 | 550 | 0 | 0 | 1 | 0 | 0 | 0 | 0 | 0 | 0 | 40 | 82.0624 | 84.9556 | ≤5% | ≤1 m | pressure_indicators_2016_2021_all_scenarios.xlsx
2021 | 20 | GIR50_ISW_EF_L | 169 | 523 | 0 | 0 | 1 | 0 | 0 | 0 | 0 | 0 | 0 | 40 | 82.0152 | 85.1448 | ≤5% | ≤1 m | pressure_indicators_2016_2021_all_scenarios.xlsx
2021 | 20 | GIR50_ISW_EF_L | 173 | 549 | 0 | 0 | 1 | 0 | 0 | 0 | 0 | 0 | 0 | 40 | 79.4026 | 82.4152 | ≤5% | ≤1 m | pressure_indicators_2016_2021_all_scenarios.xlsx
2021 | 20 | GIR50_ISW_EF_L | 181 | 525 | 0 | 0 | 1 | 0 | 0 | 0 | 0 | 0 | 0 | 40 | 77.4385 | 80.4363 | ≤5% | ≤1 m | pressure_indicators_2016_2021_all_scenarios.xlsx
2021 | 20 | GIR50_ISW_EF_L | 189 | 529 | 0 | 0 | 1 | 0 | 0 | 0 | 0 | 0 | 0 | 40 | 70.5518 | 73.6575 | ≤5% | ≤1 m | pressure_indicators_2016_2021_all_scenarios.xlsx
2021 | 20 | GIR50_ISW_EF_L | 193 | 490 | 0 | 0 | 1 | 0 | 0 | 0 | 0 | 0 | 0 | 40 | 65.8022 | 70.3159 | ≤5% | ≤1 m | pressure_indicators_2016_2021_all_scenarios.xlsx
2021 | 20 | GIR50_ISW_EF_L | 211 | 525 | 0 | 0 | 1 | 0 | 0 | 0 | 0 | 0 | 0 | 40 | 52.4722 | 56.8535 | ≤5% | ≤1 m | pressure_indicators_2016_2021_all_scenarios.xlsx
2021 | 20 | GIR50_ISW_EF_L | 220 | 532 | 0 | 0 | 1 | 0 | 0 | 0 | 0 | 0 | 0 | 40 | 60.1175 | 64.7047 | ≤5% | ≤1 m | pressure_indicators_2016_2021_all_scenarios.xlsx
2021 | 20 | GIR50_ISW_EF_L | 224 | 531 | 0 | 0 | 1 | 0 | 0 | 0 | 0 | 0 | 0 | 40 | 63.6565 | 66.8132 | ≤5% | ≤1 m | pressure_indicators_2016_2021_all_scenarios.xlsx
2021 | 20 | GIR50_ISW_EF_L | 228 | 500 | 0 | 0 | 1 | 0 | 0 | 0 | 0 | 0 | 0 | 40 | 68.1403 | 71.0345 | ≤5% | ≤1 m | pressure_indicators_2016_2021_all_scenarios.xlsx
2021 | 20 | GIR50_ISW_EF_L | 232 | 504 | 0 | 0 | 1 | 0 | 0 | 0 | 0 | 0 | 0 | 40 | 82.4966 | 83.2114 | ≤5% | ≤1 m | pressure_indicators_2016_2021_all_scenarios.xlsx
2021 | 20 | GIR50_ISW_EF_L | 234 | 501 | 0 | 0 | 1 | 0 | 0 | 0 | 0 | 0 | 0 | 40 | 54.7968 | 55.6961 | ≤5% | ≤1 m | pressure_indicators_2016_2021_all_scenarios.xlsx
2021 | 20 | GIR50_ISW_EF_L | 238 | 507 | 0 | 0 | 1 | 0 | 0 | 0 | 0 | 0 | 0 | 40 | 67.1113 | 68.1494 | ≤5% | ≤1 m | pressure_indicators_2016_2021_all_scenarios.xlsx
2021 | 20 | GIR50_ISW_EF_L | 248 | 504 | 0 | 0 | 1 | 0 | 0 | 0 | 0 | 0 | 0 | 40 | 68.4068 | 68.8574 | ≤5% | ≤1 m | pressure_indicators_2016_2021_all_scenarios.xlsx
2021 | 20 | GIR50_ISW_EF_L | 253 | 540 | 0 | 0 | 1 | 0 | 0 | 0 | 0 | 0 | 0 | 40 | 75.8952 | 76.4025 | ≤5% | ≤1 m | pressure_indicators_2016_2021_all_scenarios.xlsx
2021 | 20 | GIR50_ISW_EF_L | 266 | 521 | 0 | 0 | 1 | 0 | 0 | 0 | 0 | 0 | 0 | 40 | 78.9514 | 80.1685 | ≤5% | ≤1 m | pressure_indicators_2016_2021_all_scenarios.xlsx
2021 | 20 | GIR50_ISW_EF_L | 274 | 524 | 0 | 0 | 1 | 0 | 0 | 0 | 0 | 0 | 0 | 40 | 78.8966 | 80.4152 | ≤5% | ≤1 m | pressure_indicators_2016_2021_all_scenarios.xlsx
2021 | 20 | GIR50_ISW_EF_L | 282 | 531 | 0 | 0 | 1 | 0 | 0 | 0 | 0 | 0 | 0 | 40 | 79.8762 | 83.5426 | ≤5% | ≤1 m | pressure_indicators_2016_2021_all_scenarios.xlsx
2021 | 20 | GIR50_ISW_EF_L | 286 | 528 | 0 | 0 | 1 | 0 | 0 | 0 | 0 | 0 | 0 | 40 | 79.3477 | 82.0264 | ≤5% | ≤1 m | pressure_indicators_2016_2021_all_scenarios.xlsx
2021 | 20 | GIR50_ISW_EF_L | 290 | 529 | 0 | 0 | 1 | 0 | 0 | 0 | 0 | 0 | 0 | 40 | 84.1865 | 86.538 | ≤5% | ≤1 m | pressure_indicators_2016_2021_all_scenarios.xlsx
2021 | 20 | GIR50_ISW_EF_L | 294 | 513 | 0 | 0 | 1 | 0 | 0 | 0 | 0 | 0 | 0 | 40 | 82.4408 | 84.2187 | ≤5% | ≤1 m | pressure_indicators_2016_2021_all_scenarios.xlsx
2021 | 20 | GIR50_ISW_EF_L | 302 | 524 | 0 | 0 | 1 | 0 | 0 | 0 | 0 | 0 | 0 | 40 | 83.2743 | 84.8442 | ≤5% | ≤1 m | pressure_indicators_2016_2021_all_scenarios.xlsx
2021 | 20 | GIR50_ISW_EF_L | 306 | 523 | 0 | 0 | 1 | 0 | 0 | 0 | 0 | 0 | 0 | 40 | 62.4319 | 64.0599 | ≤5% | ≤1 m | pressure_indicators_2016_2021_all_scenarios.xlsx
2021 | 20 | GIR50_ISW_EF_L | 318 | 509 | 0 | 0 | 1 | 0 | 0 | 0 | 0 | 0 | 0 | 40 | 60.7253 | 63.3258 | ≤5% | ≤1 m | pressure_indicators_2016_2021_all_scenarios.xlsx
2021 | 20 | GIR50_ISW_EF_L | 323 | 552 | 0 | 0 | 1 | 0 | 0 | 0 | 0 | 0 | 0 | 40 | 60.4999 | 63.3608 | ≤5% | ≤1 m | pressure_indicators_2016_2021_all_scenarios.xlsx
2021 | 20 | GIR50_ISW_EF_L | 331 | 547 | 0 | 0 | 1 | 0 | 0 | 0 | 0 | 0 | 0 | 40 | 55.2082 | 61.6642 | ≤5% | ≤1 m | pressure_indicators_2016_2021_all_scenarios.xlsx
2021 | 20 | GIR50_ISW_EF_L | 333 | 541 | 0 | 0 | 1 | 0 | 0 | 0 | 0 | 0 | 0 | 40 | 59.4399 | 66.3275 | ≤5% | ≤1 m | pressure_indicators_2016_2021_all_scenarios.xlsx
2021 | 20 | GIR50_ISW_EF_L | 338 | 511 | 0 | 0 | 1 | 0 | 0 | 0 | 0 | 0 | 0 | 40 | 61.7429 | 68.0146 | ≤5% | ≤1 m | pressure_indicators_2016_2021_all_scenarios.xlsx
2021 | 20 | GIR50_ISW_EF_L | 342 | 510 | 0 | 0 | 1 | 0 | 0 | 0 | 0 | 0 | 0 | 40 | 64.6963 | 69.1371 | ≤5% | ≤1 m | pressure_indicators_2016_2021_all_scenarios.xlsx
2021 | 20 | GIR50_ISW_EF_L | 346 | 529 | 0 | 0 | 1 | 0 | 0 | 0 | 0 | 0 | 0 | 40 | 56.319 | 58.8367 | ≤5% | ≤1 m | pressure_indicators_2016_2021_all_scenarios.xlsx
2021 | 20 | GIR50_ISW_EF_L | 350 | 535 | 303 | 0.56636 | 0.43364 | 11.59 | 20.4642 | 22.3519 | 0.28975 | 0.51161 | 0.52448 | 40 | 17.6481 | 38.9646 | >20% | >6 m | pressure_indicators_2016_2021_all_scenarios.xlsx
2021 | 20 | GIR50_ISW_EF_L | 364 | 542 | 303 | 0.55904 | 0.44096 | 7.2224 | 12.9193 | 14.807 | 0.18056 | 0.32298 | 0.33585 | 40 | 25.193 | 36.0246 | >20% | >6 m | pressure_indicators_2016_2021_all_scenarios.xlsx
2021 | 20 | GIR50_ISW_EF_L | 372 | 534 | 0 | 0 | 1 | 0 | 0 | 0 | 0 | 0 | 0 | 40 | 70.2678 | 71.7154 | ≤5% | ≤1 m | pressure_indicators_2016_2021_all_scenarios.xlsx
2021 | 20 | GIR50_ISW_EF_L | 381 | 507 | 0 | 0 | 1 | 0 | 0 | 0 | 0 | 0 | 0 | 40 | 62.3041 | 63.4455 | ≤5% | ≤1 m | pressure_indicators_2016_2021_all_scenarios.xlsx
2021 | 20 | GIR50_ISW_EF_L | 385 | 516 | 0 | 0 | 1 | 0 | 0 | 0 | 0 | 0 | 0 | 40 | 49.5807 | 52.3224 | ≤5% | ≤1 m | pressure_indicators_2016_2021_all_scenarios.xlsx
2021 | 20 | GIR50_ISW_EF_L | 389 | 508 | 0 | 0 | 1 | 0 | 0 | 0 | 0 | 0 | 0 | 40 | 50.9597 | 52.4591 | ≤5% | ≤1 m | pressure_indicators_2016_2021_all_scenarios.xlsx
2021 | 20 | GIR50_ISW_EF_L | 393 | 514 | 0 | 0 | 1 | 0 | 0 | 0 | 0 | 0 | 0 | 40 | 50.8669 | 52.9635 | ≤5% | ≤1 m | pressure_indicators_2016_2021_all_scenarios.xlsx
2021 | 20 | GIR50_ISW_EF_L | 397 | 516 | 0 | 0 | 1 | 0 | 0 | 0 | 0 | 0 | 0 | 40 | 64.8151 | 66.3722 | ≤5% | ≤1 m | pressure_indicators_2016_2021_all_scenarios.xlsx
2021 | 20 | GIR50_ISW_EF_L | 401 | 532 | 0 | 0 | 1 | 0 | 0 | 0 | 0 | 0 | 0 | 40 | 72.5185 | 74.0156 | ≤5% | ≤1 m | pressure_indicators_2016_2021_all_scenarios.xlsx
2021 | 20 | GIR50_ISW_EF_L | 405 | 527 | 0 | 0 | 1 | 0 | 0 | 0 | 0 | 0 | 0 | 40 | 62.98 | 64.8491 | ≤5% | ≤1 m | pressure_indicators_2016_2021_all_scenarios.xlsx
2021 | 20 | GIR50_ISW_EF_L | 409 | 544 | 0 | 0 | 1 | 0 | 0 | 0 | 0 | 0 | 0 | 40 | 63.9179 | 65.8362 | ≤5% | ≤1 m | pressure_indicators_2016_2021_all_scenarios.xlsx
2021 | 20 | GIR50_ISW_EF_L | 414 | 523 | 0 | 0 | 1 | 0 | 0 | 0 | 0 | 0 | 0 | 40 | 49.8902 | 52.0661 | ≤5% | ≤1 m | pressure_indicators_2016_2021_all_scenarios.xlsx
2021 | 20 | GIR50_ISW_EF_L | 419 | 528 | 0 | 0 | 1 | 0 | 0 | 0 | 0 | 0 | 0 | 40 | 58.3299 | 60.5404 | ≤5% | ≤1 m | pressure_indicators_2016_2021_all_scenarios.xlsx
2021 | 20 | GIR50_ISW_EF_L | 423 | 510 | 0 | 0 | 1 | 0 | 0 | 0 | 0 | 0 | 0 | 40 | 60.1959 | 62.4702 | ≤5% | ≤1 m | pressure_indicators_2016_2021_all_scenarios.xlsx
2021 | 20 | GIR50_ISW_EF_L | 428 | 525 | 0 | 0 | 1 | 0 | 0 | 0 | 0 | 0 | 0 | 40 | 61.6788 | 64.0503 | ≤5% | ≤1 m | pressure_indicators_2016_2021_all_scenarios.xlsx
2021 | 20 | GIR50_ISW_EF_L | 434 | 523 | 0 | 0 | 1 | 0 | 0 | 0 | 0 | 0 | 0 | 40 | 61.6833 | 64.158 | ≤5% | ≤1 m | pressure_indicators_2016_2021_all_scenarios.xlsx
2021 | 20 | GIR50_ISW_EF_L | 438 | 544 | 0 | 0 | 1 | 0 | 0 | 0 | 0 | 0 | 0 | 40 | 60.8936 | 63.6695 | ≤5% | ≤1 m | pressure_indicators_2016_2021_all_scenarios.xlsx
2021 | 20 | GIR50_ISW_EF_L | 508 | 549 | 0 | 0 | 1 | 0 | 0 | 0 | 0 | 0 | 0 | 40 | 57.3151 | 61.5255 | ≤5% | ≤1 m | pressure_indicators_2016_2021_all_scenarios.xlsx
2021 | 20 | GIR50_ISW_EF_L | 510 | 536 | 0 | 0 | 1 | 0 | 0 | 0 | 0 | 0 | 0 | 40 | 48.439 | 52.7285 | ≤5% | ≤1 m | pressure_indicators_2016_2021_all_scenarios.xlsx
2021 | 20 | GIR50_ISW_EF_L | 512 | 492 | 0 | 0 | 1 | 0 | 0 | 0 | 0 | 0 | 0 | 40 | 54.6864 | 58.7457 | ≤5% | ≤1 m | pressure_indicators_2016_2021_all_scenarios.xlsx
2021 | 20 | GIR50_ISW_EF_L | 514 | 539 | 0 | 0 | 1 | 0 | 0 | 0 | 0 | 0 | 0 | 40 | 53.8954 | 58.4427 | ≤5% | ≤1 m | pressure_indicators_2016_2021_all_scenarios.xlsx
2021 | 20 | GIR50_ISW_EF_L | 516 | 502 | 0 | 0 | 1 | 0 | 0 | 0 | 0 | 0 | 0 | 40 | 52.3553 | 56.8836 | ≤5% | ≤1 m | pressure_indicators_2016_2021_all_scenarios.xlsx
2021 | 20 | GIR50_ISW_EF_L | 518 | 541 | 0 | 0 | 1 | 0 | 0 | 0 | 0 | 0 | 0 | 40 | 52.6944 | 57.273 | ≤5% | ≤1 m | pressure_indicators_2016_2021_all_scenarios.xlsx
2021 | 20 | GIR50_ISW_EF_L | 520 | 533 | 0 | 0 | 1 | 0 | 0 | 0 | 0 | 0 | 0 | 40 | 50.9336 | 55.5672 | ≤5% | ≤1 m | pressure_indicators_2016_2021_all_scenarios.xlsx
2021 | 20 | GIR50_ISW_EF_L | 522 | 536 | 0 | 0 | 1 | 0 | 0 | 0 | 0 | 0 | 0 | 40 | 47.3821 | 52.3007 | ≤5% | ≤1 m | pressure_indicators_2016_2021_all_scenarios.xlsx
2021 | 20 | GIR50_ISW_EF_L | 524 | 536 | 0 | 0 | 1 | 0 | 0 | 0 | 0 | 0 | 0 | 40 | 45.7934 | 50.7391 | ≤5% | ≤1 m | pressure_indicators_2016_2021_all_scenarios.xlsx
2021 | 20 | GIR50_ISW_EF_L | 526 | 516 | 0 | 0 | 1 | 0 | 0 | 0 | 0 | 0 | 0 | 40 | 48.0247 | 53.0607 | ≤5% | ≤1 m | pressure_indicators_2016_2021_all_scenarios.xlsx
2021 | 20 | GIR50_ISW_EF_L | 528 | 501 | 0 | 0 | 1 | 0 | 0 | 0 | 0 | 0 | 0 | 40 | 50.2536 | 55.353 | ≤5% | ≤1 m | pressure_indicators_2016_2021_all_scenarios.xlsx
2021 | 20 | GIR50_ISW_EF_L | 530 | 543 | 0 | 0 | 1 | 0 | 0 | 0 | 0 | 0 | 0 | 40 | 51.4383 | 56.2811 | ≤5% | ≤1 m | pressure_indicators_2016_2021_all_scenarios.xlsx
2021 | 20 | GIR50_ISW_EF_L | 532 | 512 | 0 | 0 | 1 | 0 | 0 | 0 | 0 | 0 | 0 | 40 | 50.4325 | 55.0785 | ≤5% | ≤1 m | pressure_indicators_2016_2021_all_scenarios.xlsx
2021 | 20 | GIR50_ISW_EF_L | 536 | 529 | 0 | 0 | 1 | 0 | 0 | 0 | 0 | 0 | 0 | 40 | 45.2956 | 50.0857 | ≤5% | ≤1 m | pressure_indicators_2016_2021_all_scenarios.xlsx
2021 | 20 | GIR50_ISW_EF_L | 538 | 514 | 0 | 0 | 1 | 0 | 0 | 0 | 0 | 0 | 0 | 40 | 43.2489 | 47.6855 | ≤5% | ≤1 m | pressure_indicators_2016_2021_all_scenarios.xlsx
2021 | 20 | GIR50_ISW_EF_L | 540 | 515 | 0 | 0 | 1 | 0 | 0 | 0 | 0 | 0 | 0 | 40 | 44.6856 | 49.6084 | ≤5% | ≤1 m | pressure_indicators_2016_2021_all_scenarios.xlsx
2021 | 20 | GIR50_ISW_EF_L | 542 | 533 | 0 | 0 | 1 | 0 | 0 | 0 | 0 | 0 | 0 | 40 | 42.6975 | 47.6253 | ≤5% | ≤1 m | pressure_indicators_2016_2021_all_scenarios.xlsx
2021 | 20 | GIR50_ISW_EF_L | 544 | 528 | 0 | 0 | 1 | 0 | 0 | 0 | 0 | 0 | 0 | 40 | 51.9903 | 56.8131 | ≤5% | ≤1 m | pressure_indicators_2016_2021_all_scenarios.xlsx
2021 | 20 | GIR50_ISW_EF_L | 546 | 513 | 0 | 0 | 1 | 0 | 0 | 0 | 0 | 0 | 0 | 40 | 53.0547 | 57.5551 | ≤5% | ≤1 m | pressure_indicators_2016_2021_all_scenarios.xlsx
2021 | 20 | GIR50_ISW_EF_L | 550 | 503 | 0 | 0 | 1 | 0 | 0 | 0 | 0 | 0 | 0 | 40 | 63.9973 | 69.1075 | ≤5% | ≤1 m | pressure_indicators_2016_2021_all_scenarios.xlsx
2021 | 20 | GIR50_ISW_EF_L | 552 | 538 | 0 | 0 | 1 | 0 | 0 | 0 | 0 | 0 | 0 | 40 | 52.1134 | 57.2332 | ≤5% | ≤1 m | pressure_indicators_2016_2021_all_scenarios.xlsx
2021 | 20 | GIR50_ISW_EF_L | 554 | 501 | 0 | 0 | 1 | 0 | 0 | 0 | 0 | 0 | 0 | 40 | 43.2121 | 48.1377 | ≤5% | ≤1 m | pressure_indicators_2016_2021_all_scenarios.xlsx
2021 | 20 | GIR50_ISW_EF_L | 556 | 513 | 0 | 0 | 1 | 0 | 0 | 0 | 0 | 0 | 0 | 40 | 41.0797 | 45.9343 | ≤5% | ≤1 m | pressure_indicators_2016_2021_all_scenarios.xlsx
2021 | 20 | GIR50_ISW_EF_L | 558 | 519 | 453 | 0.87283 | 0.12717 | 2.1466 | 2.4593 | 6.8926 | 0.053665 | 0.061483 | 0.095505 | 40 | 33.1074 | 37.9345 | >20% | 1–3 m | pressure_indicators_2016_2021_all_scenarios.xlsx
2021 | 20 | GIR50_ISW_EF_L | 562 | 513 | 0 | 0 | 1 | 0 | 0 | 0 | 0 | 0 | 0 | 40 | 45.489 | 50.0372 | ≤5% | ≤1 m | pressure_indicators_2016_2021_all_scenarios.xlsx
2021 | 20 | GIR50_ISW_EF_L | 571 | 522 | 0 | 0 | 1 | 0 | 0 | 0 | 0 | 0 | 0 | 40 | 77.6237 | 78.9521 | ≤5% | ≤1 m | pressure_indicators_2016_2021_all_scenarios.xlsx
2021 | 20 | GIR50_ISW_EF_L | 597 | 516 | 0 | 0 | 1 | 0 | 0 | 0 | 0 | 0 | 0 | 40 | 72.6439 | 74.2547 | ≤5% | ≤1 m | pressure_indicators_2016_2021_all_scenarios.xlsx
2021 | 20 | GIR50_ISW_EF_L | 599 | 512 | 0 | 0 | 1 | 0 | 0 | 0 | 0 | 0 | 0 | 40 | 73.0345 | 74.5965 | ≤5% | ≤1 m | pressure_indicators_2016_2021_all_scenarios.xlsx
2021 | 20 | GIR50_ISW_EF_L | 603 | 524 | 0 | 0 | 1 | 0 | 0 | 0 | 0 | 0 | 0 | 40 | 47.323 | 51.8713 | ≤5% | ≤1 m | pressure_indicators_2016_2021_all_scenarios.xlsx
2021 | 20 | GIR50_ISW_EF_L | 607 | 521 | 0 | 0 | 1 | 0 | 0 | 0 | 0 | 0 | 0 | 40 | 59.9865 | 63.7844 | ≤5% | ≤1 m | pressure_indicators_2016_2021_all_scenarios.xlsx
2021 | 30 | GIR90_ISW_EF_H | 135 | 529 | 0 | 0 | 1 | 0 | 0 | 0 | 0 | 0 | 0 | 40 | 73.5878 | 73.7259 | ≤5% | ≤1 m | pressure_indicators_2016_2021_all_scenarios.xlsx
2021 | 30 | GIR90_ISW_EF_H | 139 | 502 | 0 | 0 | 1 | 0 | 0 | 0 | 0 | 0 | 0 | 40 | 68.7208 | 68.9489 | ≤5% | ≤1 m | pressure_indicators_2016_2021_all_scenarios.xlsx
2021 | 30 | GIR90_ISW_EF_H | 165 | 527 | 0 | 0 | 1 | 0 | 0 | 0 | 0 | 0 | 0 | 40 | 81.6493 | 84.9402 | ≤5% | ≤1 m | pressure_indicators_2016_2021_all_scenarios.xlsx
2021 | 30 | GIR90_ISW_EF_H | 169 | 512 | 0 | 0 | 1 | 0 | 0 | 0 | 0 | 0 | 0 | 40 | 81.5475 | 85.1978 | ≤5% | ≤1 m | pressure_indicators_2016_2021_all_scenarios.xlsx
2021 | 30 | GIR90_ISW_EF_H | 173 | 536 | 0 | 0 | 1 | 0 | 0 | 0 | 0 | 0 | 0 | 40 | 78.6871 | 82.4878 | ≤5% | ≤1 m | pressure_indicators_2016_2021_all_scenarios.xlsx
2021 | 30 | GIR90_ISW_EF_H | 181 | 536 | 0 | 0 | 1 | 0 | 0 | 0 | 0 | 0 | 0 | 40 | 77.027 | 80.4686 | ≤5% | ≤1 m | pressure_indicators_2016_2021_all_scenarios.xlsx
2021 | 30 | GIR90_ISW_EF_H | 189 | 525 | 0 | 0 | 1 | 0 | 0 | 0 | 0 | 0 | 0 | 40 | 70.2253 | 73.7079 | ≤5% | ≤1 m | pressure_indicators_2016_2021_all_scenarios.xlsx
2021 | 30 | GIR90_ISW_EF_H | 193 | 539 | 0 | 0 | 1 | 0 | 0 | 0 | 0 | 0 | 0 | 40 | 65.9753 | 70.2384 | ≤5% | ≤1 m | pressure_indicators_2016_2021_all_scenarios.xlsx
2021 | 30 | GIR90_ISW_EF_H | 211 | 518 | 0 | 0 | 1 | 0 | 0 | 0 | 0 | 0 | 0 | 40 | 52.4201 | 56.7996 | ≤5% | ≤1 m | pressure_indicators_2016_2021_all_scenarios.xlsx
2021 | 30 | GIR90_ISW_EF_H | 220 | 537 | 0 | 0 | 1 | 0 | 0 | 0 | 0 | 0 | 0 | 40 | 60.0655 | 64.7122 | ≤5% | ≤1 m | pressure_indicators_2016_2021_all_scenarios.xlsx
2021 | 30 | GIR90_ISW_EF_H | 224 | 519 | 0 | 0 | 1 | 0 | 0 | 0 | 0 | 0 | 0 | 40 | 63.6044 | 66.795 | ≤5% | ≤1 m | pressure_indicators_2016_2021_all_scenarios.xlsx
2021 | 30 | GIR90_ISW_EF_H | 228 | 489 | 0 | 0 | 1 | 0 | 0 | 0 | 0 | 0 | 0 | 40 | 68.0883 | 71.0497 | ≤5% | ≤1 m | pressure_indicators_2016_2021_all_scenarios.xlsx
2021 | 30 | GIR90_ISW_EF_H | 232 | 519 | 0 | 0 | 1 | 0 | 0 | 0 | 0 | 0 | 0 | 40 | 82.4445 | 83.2199 | ≤5% | ≤1 m | pressure_indicators_2016_2021_all_scenarios.xlsx
2021 | 30 | GIR90_ISW_EF_H | 234 | 538 | 0 | 0 | 1 | 0 | 0 | 0 | 0 | 0 | 0 | 40 | 54.7447 | 55.6591 | ≤5% | ≤1 m | pressure_indicators_2016_2021_all_scenarios.xlsx
2021 | 30 | GIR90_ISW_EF_H | 238 | 539 | 0 | 0 | 1 | 0 | 0 | 0 | 0 | 0 | 0 | 40 | 67.0593 | 68.1104 | ≤5% | ≤1 m | pressure_indicators_2016_2021_all_scenarios.xlsx
2021 | 30 | GIR90_ISW_EF_H | 248 | 533 | 0 | 0 | 1 | 0 | 0 | 0 | 0 | 0 | 0 | 40 | 68.4099 | 68.8562 | ≤5% | ≤1 m | pressure_indicators_2016_2021_all_scenarios.xlsx
2021 | 30 | GIR90_ISW_EF_H | 253 | 525 | 0 | 0 | 1 | 0 | 0 | 0 | 0 | 0 | 0 | 40 | 75.8279 | 76.4117 | ≤5% | ≤1 m | pressure_indicators_2016_2021_all_scenarios.xlsx
2021 | 30 | GIR90_ISW_EF_H | 266 | 499 | 0 | 0 | 1 | 0 | 0 | 0 | 0 | 0 | 0 | 40 | 78.8288 | 80.1861 | ≤5% | ≤1 m | pressure_indicators_2016_2021_all_scenarios.xlsx
2021 | 30 | GIR90_ISW_EF_H | 274 | 546 | 0 | 0 | 1 | 0 | 0 | 0 | 0 | 0 | 0 | 40 | 78.7798 | 80.4027 | ≤5% | ≤1 m | pressure_indicators_2016_2021_all_scenarios.xlsx
2021 | 30 | GIR90_ISW_EF_H | 282 | 514 | 0 | 0 | 1 | 0 | 0 | 0 | 0 | 0 | 0 | 40 | 79.9629 | 83.4904 | ≤5% | ≤1 m | pressure_indicators_2016_2021_all_scenarios.xlsx
2021 | 30 | GIR90_ISW_EF_H | 286 | 522 | 0 | 0 | 1 | 0 | 0 | 0 | 0 | 0 | 0 | 40 | 79.4344 | 82.0352 | ≤5% | ≤1 m | pressure_indicators_2016_2021_all_scenarios.xlsx
2021 | 30 | GIR90_ISW_EF_H | 290 | 537 | 0 | 0 | 1 | 0 | 0 | 0 | 0 | 0 | 0 | 40 | 84.2732 | 86.5623 | ≤5% | ≤1 m | pressure_indicators_2016_2021_all_scenarios.xlsx
2021 | 30 | GIR90_ISW_EF_H | 294 | 509 | 0 | 0 | 1 | 0 | 0 | 0 | 0 | 0 | 0 | 40 | 82.4984 | 84.2537 | ≤5% | ≤1 m | pressure_indicators_2016_2021_all_scenarios.xlsx
2021 | 30 | GIR90_ISW_EF_H | 302 | 509 | 0 | 0 | 1 | 0 | 0 | 0 | 0 | 0 | 0 | 40 | 83.1575 | 84.8111 | ≤5% | ≤1 m | pressure_indicators_2016_2021_all_scenarios.xlsx
2021 | 30 | GIR90_ISW_EF_H | 306 | 525 | 0 | 0 | 1 | 0 | 0 | 0 | 0 | 0 | 0 | 40 | 62.3151 | 64.0662 | ≤5% | ≤1 m | pressure_indicators_2016_2021_all_scenarios.xlsx
2021 | 30 | GIR90_ISW_EF_H | 318 | 498 | 0 | 0 | 1 | 0 | 0 | 0 | 0 | 0 | 0 | 40 | 60.5002 | 63.3288 | ≤5% | ≤1 m | pressure_indicators_2016_2021_all_scenarios.xlsx
2021 | 30 | GIR90_ISW_EF_H | 323 | 508 | 0 | 0 | 1 | 0 | 0 | 0 | 0 | 0 | 0 | 40 | 60.2744 | 63.3866 | ≤5% | ≤1 m | pressure_indicators_2016_2021_all_scenarios.xlsx
2021 | 30 | GIR90_ISW_EF_H | 331 | 524 | 0 | 0 | 1 | 0 | 0 | 0 | 0 | 0 | 0 | 40 | 55.3812 | 61.473 | ≤5% | ≤1 m | pressure_indicators_2016_2021_all_scenarios.xlsx
2021 | 30 | GIR90_ISW_EF_H | 333 | 521 | 0 | 0 | 1 | 0 | 0 | 0 | 0 | 0 | 0 | 40 | 59.6129 | 66.2147 | ≤5% | ≤1 m | pressure_indicators_2016_2021_all_scenarios.xlsx
2021 | 30 | GIR90_ISW_EF_H | 338 | 521 | 0 | 0 | 1 | 0 | 0 | 0 | 0 | 0 | 0 | 40 | 61.9159 | 68.0279 | ≤5% | ≤1 m | pressure_indicators_2016_2021_all_scenarios.xlsx
2021 | 30 | GIR90_ISW_EF_H | 342 | 515 | 0 | 0 | 1 | 0 | 0 | 0 | 0 | 0 | 0 | 40 | 64.8693 | 69.0831 | ≤5% | ≤1 m | pressure_indicators_2016_2021_all_scenarios.xlsx
2021 | 30 | GIR90_ISW_EF_H | 346 | 518 | 0 | 0 | 1 | 0 | 0 | 0 | 0 | 0 | 0 | 40 | 56.4902 | 58.8016 | ≤5% | ≤1 m | pressure_indicators_2016_2021_all_scenarios.xlsx
2021 | 30 | GIR90_ISW_EF_H | 350 | 527 | 296 | 0.56167 | 0.43833 | 11.4771 | 20.4339 | 22.2973 | 0.28693 | 0.51085 | 0.52236 | 40 | 17.7027 | 39.1759 | >20% | >6 m | pressure_indicators_2016_2021_all_scenarios.xlsx
2021 | 30 | GIR90_ISW_EF_H | 364 | 537 | 296 | 0.55121 | 0.44879 | 7.1045 | 12.889 | 14.7524 | 0.17761 | 0.32222 | 0.33373 | 40 | 25.2476 | 36.199 | >20% | >6 m | pressure_indicators_2016_2021_all_scenarios.xlsx
2021 | 30 | GIR90_ISW_EF_H | 372 | 508 | 0 | 0 | 1 | 0 | 0 | 0 | 0 | 0 | 0 | 40 | 70.3825 | 71.6977 | ≤5% | ≤1 m | pressure_indicators_2016_2021_all_scenarios.xlsx
2021 | 30 | GIR90_ISW_EF_H | 381 | 532 | 0 | 0 | 1 | 0 | 0 | 0 | 0 | 0 | 0 | 40 | 62.3299 | 63.4536 | ≤5% | ≤1 m | pressure_indicators_2016_2021_all_scenarios.xlsx
2021 | 30 | GIR90_ISW_EF_H | 385 | 514 | 0 | 0 | 1 | 0 | 0 | 0 | 0 | 0 | 0 | 40 | 49.7133 | 52.269 | ≤5% | ≤1 m | pressure_indicators_2016_2021_all_scenarios.xlsx
2021 | 30 | GIR90_ISW_EF_H | 389 | 527 | 0 | 0 | 1 | 0 | 0 | 0 | 0 | 0 | 0 | 40 | 51.0923 | 52.4592 | ≤5% | ≤1 m | pressure_indicators_2016_2021_all_scenarios.xlsx
2021 | 30 | GIR90_ISW_EF_H | 393 | 536 | 0 | 0 | 1 | 0 | 0 | 0 | 0 | 0 | 0 | 40 | 51.1909 | 52.9995 | ≤5% | ≤1 m | pressure_indicators_2016_2021_all_scenarios.xlsx
2021 | 30 | GIR90_ISW_EF_H | 397 | 516 | 0 | 0 | 1 | 0 | 0 | 0 | 0 | 0 | 0 | 40 | 64.9206 | 66.359 | ≤5% | ≤1 m | pressure_indicators_2016_2021_all_scenarios.xlsx
2021 | 30 | GIR90_ISW_EF_H | 401 | 517 | 0 | 0 | 1 | 0 | 0 | 0 | 0 | 0 | 0 | 40 | 72.6114 | 74.0136 | ≤5% | ≤1 m | pressure_indicators_2016_2021_all_scenarios.xlsx
2021 | 30 | GIR90_ISW_EF_H | 405 | 536 | 0 | 0 | 1 | 0 | 0 | 0 | 0 | 0 | 0 | 40 | 63.0664 | 64.8486 | ≤5% | ≤1 m | pressure_indicators_2016_2021_all_scenarios.xlsx
2021 | 30 | GIR90_ISW_EF_H | 409 | 519 | 0 | 0 | 1 | 0 | 0 | 0 | 0 | 0 | 0 | 40 | 64.2037 | 65.9126 | ≤5% | ≤1 m | pressure_indicators_2016_2021_all_scenarios.xlsx
2021 | 30 | GIR90_ISW_EF_H | 414 | 519 | 0 | 0 | 1 | 0 | 0 | 0 | 0 | 0 | 0 | 40 | 49.9182 | 52.0856 | ≤5% | ≤1 m | pressure_indicators_2016_2021_all_scenarios.xlsx
2021 | 30 | GIR90_ISW_EF_H | 419 | 524 | 0 | 0 | 1 | 0 | 0 | 0 | 0 | 0 | 0 | 40 | 58.6221 | 60.5741 | ≤5% | ≤1 m | pressure_indicators_2016_2021_all_scenarios.xlsx
2021 | 30 | GIR90_ISW_EF_H | 423 | 513 | 0 | 0 | 1 | 0 | 0 | 0 | 0 | 0 | 0 | 40 | 60.1669 | 62.4988 | ≤5% | ≤1 m | pressure_indicators_2016_2021_all_scenarios.xlsx
2021 | 30 | GIR90_ISW_EF_H | 428 | 533 | 0 | 0 | 1 | 0 | 0 | 0 | 0 | 0 | 0 | 40 | 61.6179 | 64.0876 | ≤5% | ≤1 m | pressure_indicators_2016_2021_all_scenarios.xlsx
2021 | 30 | GIR90_ISW_EF_H | 434 | 554 | 0 | 0 | 1 | 0 | 0 | 0 | 0 | 0 | 0 | 40 | 61.605 | 64.2217 | ≤5% | ≤1 m | pressure_indicators_2016_2021_all_scenarios.xlsx
2021 | 30 | GIR90_ISW_EF_H | 438 | 534 | 0 | 0 | 1 | 0 | 0 | 0 | 0 | 0 | 0 | 40 | 61.0666 | 63.6605 | ≤5% | ≤1 m | pressure_indicators_2016_2021_all_scenarios.xlsx
2021 | 30 | GIR90_ISW_EF_H | 508 | 508 | 0 | 0 | 1 | 0 | 0 | 0 | 0 | 0 | 0 | 40 | 56.7937 | 61.5906 | ≤5% | ≤1 m | pressure_indicators_2016_2021_all_scenarios.xlsx
2021 | 30 | GIR90_ISW_EF_H | 510 | 558 | 0 | 0 | 1 | 0 | 0 | 0 | 0 | 0 | 0 | 40 | 48.061 | 52.7678 | ≤5% | ≤1 m | pressure_indicators_2016_2021_all_scenarios.xlsx
2021 | 30 | GIR90_ISW_EF_H | 512 | 510 | 0 | 0 | 1 | 0 | 0 | 0 | 0 | 0 | 0 | 40 | 53.978 | 58.8495 | ≤5% | ≤1 m | pressure_indicators_2016_2021_all_scenarios.xlsx
2021 | 30 | GIR90_ISW_EF_H | 514 | 518 | 0 | 0 | 1 | 0 | 0 | 0 | 0 | 0 | 0 | 40 | 54.6866 | 58.4918 | ≤5% | ≤1 m | pressure_indicators_2016_2021_all_scenarios.xlsx
2021 | 30 | GIR90_ISW_EF_H | 516 | 525 | 0 | 0 | 1 | 0 | 0 | 0 | 0 | 0 | 0 | 40 | 51.8768 | 56.793 | ≤5% | ≤1 m | pressure_indicators_2016_2021_all_scenarios.xlsx
2021 | 30 | GIR90_ISW_EF_H | 518 | 489 | 0 | 0 | 1 | 0 | 0 | 0 | 0 | 0 | 0 | 40 | 51.8461 | 57.363 | ≤5% | ≤1 m | pressure_indicators_2016_2021_all_scenarios.xlsx
2021 | 30 | GIR90_ISW_EF_H | 520 | 535 | 0 | 0 | 1 | 0 | 0 | 0 | 0 | 0 | 0 | 40 | 50.013 | 55.6778 | ≤5% | ≤1 m | pressure_indicators_2016_2021_all_scenarios.xlsx
2021 | 30 | GIR90_ISW_EF_H | 522 | 521 | 0 | 0 | 1 | 0 | 0 | 0 | 0 | 0 | 0 | 40 | 46.6315 | 52.337 | ≤5% | ≤1 m | pressure_indicators_2016_2021_all_scenarios.xlsx
2021 | 30 | GIR90_ISW_EF_H | 524 | 501 | 0 | 0 | 1 | 0 | 0 | 0 | 0 | 0 | 0 | 40 | 45.0428 | 50.8677 | ≤5% | ≤1 m | pressure_indicators_2016_2021_all_scenarios.xlsx
2021 | 30 | GIR90_ISW_EF_H | 526 | 533 | 0 | 0 | 1 | 0 | 0 | 0 | 0 | 0 | 0 | 40 | 47.2741 | 53.2226 | ≤5% | ≤1 m | pressure_indicators_2016_2021_all_scenarios.xlsx
2021 | 30 | GIR90_ISW_EF_H | 528 | 518 | 0 | 0 | 1 | 0 | 0 | 0 | 0 | 0 | 0 | 40 | 49.503 | 55.468 | ≤5% | ≤1 m | pressure_indicators_2016_2021_all_scenarios.xlsx
2021 | 30 | GIR90_ISW_EF_H | 530 | 528 | 0 | 0 | 1 | 0 | 0 | 0 | 0 | 0 | 0 | 40 | 50.6878 | 56.1971 | ≤5% | ≤1 m | pressure_indicators_2016_2021_all_scenarios.xlsx
2021 | 30 | GIR90_ISW_EF_H | 532 | 507 | 0 | 0 | 1 | 0 | 0 | 0 | 0 | 0 | 0 | 40 | 49.9557 | 55.1575 | ≤5% | ≤1 m | pressure_indicators_2016_2021_all_scenarios.xlsx
2021 | 30 | GIR90_ISW_EF_H | 536 | 522 | 0 | 0 | 1 | 0 | 0 | 0 | 0 | 0 | 0 | 40 | 44.9391 | 50.1942 | ≤5% | ≤1 m | pressure_indicators_2016_2021_all_scenarios.xlsx
2021 | 30 | GIR90_ISW_EF_H | 538 | 525 | 0 | 0 | 1 | 0 | 0 | 0 | 0 | 0 | 0 | 40 | 42.5953 | 47.7437 | ≤5% | ≤1 m | pressure_indicators_2016_2021_all_scenarios.xlsx
2021 | 30 | GIR90_ISW_EF_H | 540 | 519 | 0 | 0 | 1 | 0 | 0 | 0 | 0 | 0 | 0 | 40 | 44.2846 | 49.7085 | ≤5% | ≤1 m | pressure_indicators_2016_2021_all_scenarios.xlsx
2021 | 30 | GIR90_ISW_EF_H | 542 | 512 | 0 | 0 | 1 | 0 | 0 | 0 | 0 | 0 | 0 | 40 | 42.2965 | 47.7137 | ≤5% | ≤1 m | pressure_indicators_2016_2021_all_scenarios.xlsx
2021 | 30 | GIR90_ISW_EF_H | 544 | 546 | 0 | 0 | 1 | 0 | 0 | 0 | 0 | 0 | 0 | 40 | 51.7965 | 56.761 | ≤5% | ≤1 m | pressure_indicators_2016_2021_all_scenarios.xlsx
2021 | 30 | GIR90_ISW_EF_H | 546 | 522 | 0 | 0 | 1 | 0 | 0 | 0 | 0 | 0 | 0 | 40 | 52.8723 | 57.6068 | ≤5% | ≤1 m | pressure_indicators_2016_2021_all_scenarios.xlsx
2021 | 30 | GIR90_ISW_EF_H | 550 | 525 | 0 | 0 | 1 | 0 | 0 | 0 | 0 | 0 | 0 | 40 | 64.0071 | 69.1614 | ≤5% | ≤1 m | pressure_indicators_2016_2021_all_scenarios.xlsx
2021 | 30 | GIR90_ISW_EF_H | 552 | 527 | 0 | 0 | 1 | 0 | 0 | 0 | 0 | 0 | 0 | 40 | 52.0979 | 57.2001 | ≤5% | ≤1 m | pressure_indicators_2016_2021_all_scenarios.xlsx
2021 | 30 | GIR90_ISW_EF_H | 554 | 514 | 0 | 0 | 1 | 0 | 0 | 0 | 0 | 0 | 0 | 40 | 42.938 | 48.1817 | ≤5% | ≤1 m | pressure_indicators_2016_2021_all_scenarios.xlsx
2021 | 30 | GIR90_ISW_EF_H | 556 | 524 | 0 | 0 | 1 | 0 | 0 | 0 | 0 | 0 | 0 | 40 | 40.7251 | 45.9691 | ≤5% | ≤1 m | pressure_indicators_2016_2021_all_scenarios.xlsx
2021 | 30 | GIR90_ISW_EF_H | 558 | 558 | 482 | 0.8638 | 0.1362 | 2.0106 | 2.3276 | 7.2786 | 0.050265 | 0.058191 | 0.092142 | 40 | 32.7214 | 38.0766 | >20% | 1–3 m | pressure_indicators_2016_2021_all_scenarios.xlsx
2021 | 30 | GIR90_ISW_EF_H | 562 | 518 | 0 | 0 | 1 | 0 | 0 | 0 | 0 | 0 | 0 | 40 | 45.0916 | 50.1953 | ≤5% | ≤1 m | pressure_indicators_2016_2021_all_scenarios.xlsx
2021 | 30 | GIR90_ISW_EF_H | 571 | 526 | 0 | 0 | 1 | 0 | 0 | 0 | 0 | 0 | 0 | 40 | 77.7141 | 78.9648 | ≤5% | ≤1 m | pressure_indicators_2016_2021_all_scenarios.xlsx
2021 | 30 | GIR90_ISW_EF_H | 597 | 511 | 0 | 0 | 1 | 0 | 0 | 0 | 0 | 0 | 0 | 40 | 72.6434 | 74.2021 | ≤5% | ≤1 m | pressure_indicators_2016_2021_all_scenarios.xlsx
2021 | 30 | GIR90_ISW_EF_H | 599 | 543 | 0 | 0 | 1 | 0 | 0 | 0 | 0 | 0 | 0 | 40 | 73.034 | 74.6443 | ≤5% | ≤1 m | pressure_indicators_2016_2021_all_scenarios.xlsx
2021 | 30 | GIR90_ISW_EF_H | 603 | 500 | 0 | 0 | 1 | 0 | 0 | 0 | 0 | 0 | 0 | 40 | 46.6225 | 51.8495 | ≤5% | ≤1 m | pressure_indicators_2016_2021_all_scenarios.xlsx
2021 | 30 | GIR90_ISW_EF_H | 607 | 522 | 0 | 0 | 1 | 0 | 0 | 0 | 0 | 0 | 0 | 40 | 59.4651 | 63.832 | ≤5% | ≤1 m | pressure_indicators_2016_2021_all_scenarios.xlsx
2021 | 40 | GIR90_ISW_EF_L | 135 | 517 | 0 | 0 | 1 | 0 | 0 | 0 | 0 | 0 | 0 | 40 | 73.6137 | 73.7276 | ≤5% | ≤1 m | pressure_indicators_2016_2021_all_scenarios.xlsx
2021 | 40 | GIR90_ISW_EF_L | 139 | 530 | 0 | 0 | 1 | 0 | 0 | 0 | 0 | 0 | 0 | 40 | 68.7139 | 68.948 | ≤5% | ≤1 m | pressure_indicators_2016_2021_all_scenarios.xlsx
2021 | 40 | GIR90_ISW_EF_L | 165 | 534 | 0 | 0 | 1 | 0 | 0 | 0 | 0 | 0 | 0 | 40 | 82.5786 | 84.8876 | ≤5% | ≤1 m | pressure_indicators_2016_2021_all_scenarios.xlsx
2021 | 40 | GIR90_ISW_EF_L | 169 | 520 | 0 | 0 | 1 | 0 | 0 | 0 | 0 | 0 | 0 | 40 | 82.5811 | 85.2109 | ≤5% | ≤1 m | pressure_indicators_2016_2021_all_scenarios.xlsx
2021 | 40 | GIR90_ISW_EF_L | 173 | 527 | 0 | 0 | 1 | 0 | 0 | 0 | 0 | 0 | 0 | 40 | 79.8554 | 82.4169 | ≤5% | ≤1 m | pressure_indicators_2016_2021_all_scenarios.xlsx
2021 | 40 | GIR90_ISW_EF_L | 181 | 498 | 0 | 0 | 1 | 0 | 0 | 0 | 0 | 0 | 0 | 40 | 77.8245 | 80.3655 | ≤5% | ≤1 m | pressure_indicators_2016_2021_all_scenarios.xlsx
2021 | 40 | GIR90_ISW_EF_L | 189 | 498 | 0 | 0 | 1 | 0 | 0 | 0 | 0 | 0 | 0 | 40 | 70.8606 | 73.6401 | ≤5% | ≤1 m | pressure_indicators_2016_2021_all_scenarios.xlsx
2021 | 40 | GIR90_ISW_EF_L | 193 | 536 | 0 | 0 | 1 | 0 | 0 | 0 | 0 | 0 | 0 | 40 | 65.8306 | 70.3008 | ≤5% | ≤1 m | pressure_indicators_2016_2021_all_scenarios.xlsx
2021 | 40 | GIR90_ISW_EF_L | 211 | 521 | 0 | 0 | 1 | 0 | 0 | 0 | 0 | 0 | 0 | 40 | 52.4054 | 56.8942 | ≤5% | ≤1 m | pressure_indicators_2016_2021_all_scenarios.xlsx
2021 | 40 | GIR90_ISW_EF_L | 220 | 508 | 0 | 0 | 1 | 0 | 0 | 0 | 0 | 0 | 0 | 40 | 60.0507 | 64.6987 | ≤5% | ≤1 m | pressure_indicators_2016_2021_all_scenarios.xlsx
2021 | 40 | GIR90_ISW_EF_L | 224 | 514 | 0 | 0 | 1 | 0 | 0 | 0 | 0 | 0 | 0 | 40 | 63.5897 | 66.7607 | ≤5% | ≤1 m | pressure_indicators_2016_2021_all_scenarios.xlsx
2021 | 40 | GIR90_ISW_EF_L | 228 | 509 | 0 | 0 | 1 | 0 | 0 | 0 | 0 | 0 | 0 | 40 | 68.0735 | 71.0693 | ≤5% | ≤1 m | pressure_indicators_2016_2021_all_scenarios.xlsx
2021 | 40 | GIR90_ISW_EF_L | 232 | 542 | 0 | 0 | 1 | 0 | 0 | 0 | 0 | 0 | 0 | 40 | 82.4298 | 83.2157 | ≤5% | ≤1 m | pressure_indicators_2016_2021_all_scenarios.xlsx
2021 | 40 | GIR90_ISW_EF_L | 234 | 532 | 0 | 0 | 1 | 0 | 0 | 0 | 0 | 0 | 0 | 40 | 54.73 | 55.6973 | ≤5% | ≤1 m | pressure_indicators_2016_2021_all_scenarios.xlsx
2021 | 40 | GIR90_ISW_EF_L | 238 | 503 | 0 | 0 | 1 | 0 | 0 | 0 | 0 | 0 | 0 | 40 | 67.0445 | 68.1212 | ≤5% | ≤1 m | pressure_indicators_2016_2021_all_scenarios.xlsx
2021 | 40 | GIR90_ISW_EF_L | 248 | 538 | 0 | 0 | 1 | 0 | 0 | 0 | 0 | 0 | 0 | 40 | 68.4567 | 68.8637 | ≤5% | ≤1 m | pressure_indicators_2016_2021_all_scenarios.xlsx
2021 | 40 | GIR90_ISW_EF_L | 253 | 491 | 0 | 0 | 1 | 0 | 0 | 0 | 0 | 0 | 0 | 40 | 75.8828 | 76.4083 | ≤5% | ≤1 m | pressure_indicators_2016_2021_all_scenarios.xlsx
2021 | 40 | GIR90_ISW_EF_L | 266 | 513 | 0 | 0 | 1 | 0 | 0 | 0 | 0 | 0 | 0 | 40 | 78.8267 | 80.1814 | ≤5% | ≤1 m | pressure_indicators_2016_2021_all_scenarios.xlsx
2021 | 40 | GIR90_ISW_EF_L | 274 | 512 | 0 | 0 | 1 | 0 | 0 | 0 | 0 | 0 | 0 | 40 | 78.7021 | 80.4017 | ≤5% | ≤1 m | pressure_indicators_2016_2021_all_scenarios.xlsx
2021 | 40 | GIR90_ISW_EF_L | 282 | 540 | 0 | 0 | 1 | 0 | 0 | 0 | 0 | 0 | 0 | 40 | 79.6817 | 83.4852 | ≤5% | ≤1 m | pressure_indicators_2016_2021_all_scenarios.xlsx
2021 | 40 | GIR90_ISW_EF_L | 286 | 544 | 0 | 0 | 1 | 0 | 0 | 0 | 0 | 0 | 0 | 40 | 79.1531 | 82.0233 | ≤5% | ≤1 m | pressure_indicators_2016_2021_all_scenarios.xlsx
2021 | 40 | GIR90_ISW_EF_L | 290 | 525 | 0 | 0 | 1 | 0 | 0 | 0 | 0 | 0 | 0 | 40 | 83.9919 | 86.5231 | ≤5% | ≤1 m | pressure_indicators_2016_2021_all_scenarios.xlsx
2021 | 40 | GIR90_ISW_EF_L | 294 | 511 | 0 | 0 | 1 | 0 | 0 | 0 | 0 | 0 | 0 | 40 | 82.2462 | 84.2598 | ≤5% | ≤1 m | pressure_indicators_2016_2021_all_scenarios.xlsx
2021 | 40 | GIR90_ISW_EF_L | 302 | 547 | 0 | 0 | 1 | 0 | 0 | 0 | 0 | 0 | 0 | 40 | 83.0797 | 84.834 | ≤5% | ≤1 m | pressure_indicators_2016_2021_all_scenarios.xlsx
2021 | 40 | GIR90_ISW_EF_L | 306 | 531 | 0 | 0 | 1 | 0 | 0 | 0 | 0 | 0 | 0 | 40 | 62.2373 | 64.0731 | ≤5% | ≤1 m | pressure_indicators_2016_2021_all_scenarios.xlsx
2021 | 40 | GIR90_ISW_EF_L | 318 | 500 | 0 | 0 | 1 | 0 | 0 | 0 | 0 | 0 | 0 | 40 | 60.9412 | 63.3211 | ≤5% | ≤1 m | pressure_indicators_2016_2021_all_scenarios.xlsx
2021 | 40 | GIR90_ISW_EF_L | 323 | 516 | 0 | 0 | 1 | 0 | 0 | 0 | 0 | 0 | 0 | 40 | 60.7162 | 63.4501 | ≤5% | ≤1 m | pressure_indicators_2016_2021_all_scenarios.xlsx
2021 | 40 | GIR90_ISW_EF_L | 331 | 514 | 0 | 0 | 1 | 0 | 0 | 0 | 0 | 0 | 0 | 40 | 55.2366 | 61.5691 | ≤5% | ≤1 m | pressure_indicators_2016_2021_all_scenarios.xlsx
2021 | 40 | GIR90_ISW_EF_L | 333 | 517 | 0 | 0 | 1 | 0 | 0 | 0 | 0 | 0 | 0 | 40 | 59.4682 | 66.3687 | ≤5% | ≤1 m | pressure_indicators_2016_2021_all_scenarios.xlsx
2021 | 40 | GIR90_ISW_EF_L | 338 | 527 | 0 | 0 | 1 | 0 | 0 | 0 | 0 | 0 | 0 | 40 | 61.7712 | 67.9843 | ≤5% | ≤1 m | pressure_indicators_2016_2021_all_scenarios.xlsx
2021 | 40 | GIR90_ISW_EF_L | 342 | 539 | 0 | 0 | 1 | 0 | 0 | 0 | 0 | 0 | 0 | 40 | 64.7246 | 69.1342 | ≤5% | ≤1 m | pressure_indicators_2016_2021_all_scenarios.xlsx
2021 | 40 | GIR90_ISW_EF_L | 346 | 509 | 0 | 0 | 1 | 0 | 0 | 0 | 0 | 0 | 0 | 40 | 56.3473 | 58.8894 | ≤5% | ≤1 m | pressure_indicators_2016_2021_all_scenarios.xlsx
2021 | 40 | GIR90_ISW_EF_L | 350 | 497 | 254 | 0.51107 | 0.48893 | 10.4251 | 20.3987 | 22.0812 | 0.26063 | 0.50997 | 0.52241 | 40 | 17.9188 | 41.4794 | >20% | >6 m | pressure_indicators_2016_2021_all_scenarios.xlsx
2021 | 40 | GIR90_ISW_EF_L | 364 | 527 | 254 | 0.48197 | 0.51803 | 6.1952 | 12.8537 | 14.5363 | 0.15488 | 0.32134 | 0.33378 | 40 | 25.4637 | 37.599 | >20% | >6 m | pressure_indicators_2016_2021_all_scenarios.xlsx
2021 | 40 | GIR90_ISW_EF_L | 372 | 511 | 0 | 0 | 1 | 0 | 0 | 0 | 0 | 0 | 0 | 40 | 70.284 | 71.7366 | ≤5% | ≤1 m | pressure_indicators_2016_2021_all_scenarios.xlsx
2021 | 40 | GIR90_ISW_EF_L | 381 | 524 | 0 | 0 | 1 | 0 | 0 | 0 | 0 | 0 | 0 | 40 | 62.3902 | 63.4571 | ≤5% | ≤1 m | pressure_indicators_2016_2021_all_scenarios.xlsx
2021 | 40 | GIR90_ISW_EF_L | 385 | 520 | 0 | 0 | 1 | 0 | 0 | 0 | 0 | 0 | 0 | 40 | 49.8931 | 52.1681 | ≤5% | ≤1 m | pressure_indicators_2016_2021_all_scenarios.xlsx
2021 | 40 | GIR90_ISW_EF_L | 389 | 526 | 0 | 0 | 1 | 0 | 0 | 0 | 0 | 0 | 0 | 40 | 51.2722 | 52.4647 | ≤5% | ≤1 m | pressure_indicators_2016_2021_all_scenarios.xlsx
2021 | 40 | GIR90_ISW_EF_L | 393 | 568 | 0 | 0 | 1 | 0 | 0 | 0 | 0 | 0 | 0 | 40 | 50.8885 | 53.0082 | ≤5% | ≤1 m | pressure_indicators_2016_2021_all_scenarios.xlsx
2021 | 40 | GIR90_ISW_EF_L | 397 | 558 | 0 | 0 | 1 | 0 | 0 | 0 | 0 | 0 | 0 | 40 | 64.7919 | 66.3601 | ≤5% | ≤1 m | pressure_indicators_2016_2021_all_scenarios.xlsx
2021 | 40 | GIR90_ISW_EF_L | 401 | 538 | 0 | 0 | 1 | 0 | 0 | 0 | 0 | 0 | 0 | 40 | 72.4828 | 74.0055 | ≤5% | ≤1 m | pressure_indicators_2016_2021_all_scenarios.xlsx
2021 | 40 | GIR90_ISW_EF_L | 405 | 538 | 0 | 0 | 1 | 0 | 0 | 0 | 0 | 0 | 0 | 40 | 63.0043 | 64.8862 | ≤5% | ≤1 m | pressure_indicators_2016_2021_all_scenarios.xlsx
2021 | 40 | GIR90_ISW_EF_L | 409 | 494 | 0 | 0 | 1 | 0 | 0 | 0 | 0 | 0 | 0 | 40 | 64.148 | 65.9097 | ≤5% | ≤1 m | pressure_indicators_2016_2021_all_scenarios.xlsx
2021 | 40 | GIR90_ISW_EF_L | 414 | 499 | 0 | 0 | 1 | 0 | 0 | 0 | 0 | 0 | 0 | 40 | 49.9033 | 52.1126 | ≤5% | ≤1 m | pressure_indicators_2016_2021_all_scenarios.xlsx
2021 | 40 | GIR90_ISW_EF_L | 419 | 522 | 0 | 0 | 1 | 0 | 0 | 0 | 0 | 0 | 0 | 40 | 58.8415 | 60.5974 | ≤5% | ≤1 m | pressure_indicators_2016_2021_all_scenarios.xlsx
2021 | 40 | GIR90_ISW_EF_L | 423 | 519 | 0 | 0 | 1 | 0 | 0 | 0 | 0 | 0 | 0 | 40 | 60.2249 | 62.4854 | ≤5% | ≤1 m | pressure_indicators_2016_2021_all_scenarios.xlsx
2021 | 40 | GIR90_ISW_EF_L | 428 | 545 | 0 | 0 | 1 | 0 | 0 | 0 | 0 | 0 | 0 | 40 | 61.7387 | 64.1067 | ≤5% | ≤1 m | pressure_indicators_2016_2021_all_scenarios.xlsx
2021 | 40 | GIR90_ISW_EF_L | 434 | 506 | 0 | 0 | 1 | 0 | 0 | 0 | 0 | 0 | 0 | 40 | 61.7598 | 64.1342 | ≤5% | ≤1 m | pressure_indicators_2016_2021_all_scenarios.xlsx
2021 | 40 | GIR90_ISW_EF_L | 438 | 512 | 0 | 0 | 1 | 0 | 0 | 0 | 0 | 0 | 0 | 40 | 61.3003 | 63.6639 | ≤5% | ≤1 m | pressure_indicators_2016_2021_all_scenarios.xlsx
2021 | 40 | GIR90_ISW_EF_L | 508 | 540 | 0 | 0 | 1 | 0 | 0 | 0 | 0 | 0 | 0 | 40 | 57.4383 | 61.534 | ≤5% | ≤1 m | pressure_indicators_2016_2021_all_scenarios.xlsx
2021 | 40 | GIR90_ISW_EF_L | 510 | 525 | 0 | 0 | 1 | 0 | 0 | 0 | 0 | 0 | 0 | 40 | 48.5166 | 52.8047 | ≤5% | ≤1 m | pressure_indicators_2016_2021_all_scenarios.xlsx
2021 | 40 | GIR90_ISW_EF_L | 512 | 536 | 0 | 0 | 1 | 0 | 0 | 0 | 0 | 0 | 0 | 40 | 54.482 | 58.7844 | ≤5% | ≤1 m | pressure_indicators_2016_2021_all_scenarios.xlsx
2021 | 40 | GIR90_ISW_EF_L | 514 | 519 | 0 | 0 | 1 | 0 | 0 | 0 | 0 | 0 | 0 | 40 | 54.0174 | 58.4397 | ≤5% | ≤1 m | pressure_indicators_2016_2021_all_scenarios.xlsx
2021 | 40 | GIR90_ISW_EF_L | 516 | 523 | 0 | 0 | 1 | 0 | 0 | 0 | 0 | 0 | 0 | 40 | 52.2333 | 56.8139 | ≤5% | ≤1 m | pressure_indicators_2016_2021_all_scenarios.xlsx
2021 | 40 | GIR90_ISW_EF_L | 518 | 528 | 0 | 0 | 1 | 0 | 0 | 0 | 0 | 0 | 0 | 40 | 52.688 | 57.294 | ≤5% | ≤1 m | pressure_indicators_2016_2021_all_scenarios.xlsx
2021 | 40 | GIR90_ISW_EF_L | 520 | 539 | 0 | 0 | 1 | 0 | 0 | 0 | 0 | 0 | 0 | 40 | 50.6884 | 55.6297 | ≤5% | ≤1 m | pressure_indicators_2016_2021_all_scenarios.xlsx
2021 | 40 | GIR90_ISW_EF_L | 522 | 501 | 0 | 0 | 1 | 0 | 0 | 0 | 0 | 0 | 0 | 40 | 47.3545 | 52.3849 | ≤5% | ≤1 m | pressure_indicators_2016_2021_all_scenarios.xlsx
2021 | 40 | GIR90_ISW_EF_L | 524 | 521 | 0 | 0 | 1 | 0 | 0 | 0 | 0 | 0 | 0 | 40 | 45.9708 | 50.7634 | ≤5% | ≤1 m | pressure_indicators_2016_2021_all_scenarios.xlsx
2021 | 40 | GIR90_ISW_EF_L | 526 | 536 | 0 | 0 | 1 | 0 | 0 | 0 | 0 | 0 | 0 | 40 | 48.0304 | 53.1256 | ≤5% | ≤1 m | pressure_indicators_2016_2021_all_scenarios.xlsx
2021 | 40 | GIR90_ISW_EF_L | 528 | 486 | 0 | 0 | 1 | 0 | 0 | 0 | 0 | 0 | 0 | 40 | 50.2593 | 55.2738 | ≤5% | ≤1 m | pressure_indicators_2016_2021_all_scenarios.xlsx
2021 | 40 | GIR90_ISW_EF_L | 530 | 552 | 0 | 0 | 1 | 0 | 0 | 0 | 0 | 0 | 0 | 40 | 51.444 | 56.3048 | ≤5% | ≤1 m | pressure_indicators_2016_2021_all_scenarios.xlsx
2021 | 40 | GIR90_ISW_EF_L | 532 | 507 | 0 | 0 | 1 | 0 | 0 | 0 | 0 | 0 | 0 | 40 | 50.3097 | 55.0542 | ≤5% | ≤1 m | pressure_indicators_2016_2021_all_scenarios.xlsx
2021 | 40 | GIR90_ISW_EF_L | 536 | 525 | 0 | 0 | 1 | 0 | 0 | 0 | 0 | 0 | 0 | 40 | 45.0903 | 50.0807 | ≤5% | ≤1 m | pressure_indicators_2016_2021_all_scenarios.xlsx
2021 | 40 | GIR90_ISW_EF_L | 538 | 522 | 0 | 0 | 1 | 0 | 0 | 0 | 0 | 0 | 0 | 40 | 42.7262 | 47.7684 | ≤5% | ≤1 m | pressure_indicators_2016_2021_all_scenarios.xlsx
2021 | 40 | GIR90_ISW_EF_L | 540 | 511 | 0 | 0 | 1 | 0 | 0 | 0 | 0 | 0 | 0 | 40 | 44.4722 | 49.6276 | ≤5% | ≤1 m | pressure_indicators_2016_2021_all_scenarios.xlsx
2021 | 40 | GIR90_ISW_EF_L | 542 | 528 | 0 | 0 | 1 | 0 | 0 | 0 | 0 | 0 | 0 | 40 | 42.4841 | 47.7231 | ≤5% | ≤1 m | pressure_indicators_2016_2021_all_scenarios.xlsx
2021 | 40 | GIR90_ISW_EF_L | 544 | 541 | 0 | 0 | 1 | 0 | 0 | 0 | 0 | 0 | 0 | 40 | 51.4547 | 56.8357 | ≤5% | ≤1 m | pressure_indicators_2016_2021_all_scenarios.xlsx
2021 | 40 | GIR90_ISW_EF_L | 546 | 506 | 0 | 0 | 1 | 0 | 0 | 0 | 0 | 0 | 0 | 40 | 52.5191 | 57.5234 | ≤5% | ≤1 m | pressure_indicators_2016_2021_all_scenarios.xlsx
2021 | 40 | GIR90_ISW_EF_L | 550 | 530 | 0 | 0 | 1 | 0 | 0 | 0 | 0 | 0 | 0 | 40 | 63.9039 | 69.1899 | ≤5% | ≤1 m | pressure_indicators_2016_2021_all_scenarios.xlsx
2021 | 40 | GIR90_ISW_EF_L | 552 | 522 | 0 | 0 | 1 | 0 | 0 | 0 | 0 | 0 | 0 | 40 | 52.02 | 57.138 | ≤5% | ≤1 m | pressure_indicators_2016_2021_all_scenarios.xlsx
2021 | 40 | GIR90_ISW_EF_L | 554 | 502 | 0 | 0 | 1 | 0 | 0 | 0 | 0 | 0 | 0 | 40 | 43.3704 | 48.2188 | ≤5% | ≤1 m | pressure_indicators_2016_2021_all_scenarios.xlsx
2021 | 40 | GIR90_ISW_EF_L | 556 | 536 | 0 | 0 | 1 | 0 | 0 | 0 | 0 | 0 | 0 | 40 | 40.91 | 45.9159 | ≤5% | ≤1 m | pressure_indicators_2016_2021_all_scenarios.xlsx
2021 | 40 | GIR90_ISW_EF_L | 558 | 549 | 463 | 0.84335 | 0.15665 | 2.0707 | 2.4553 | 7.0918 | 0.051767 | 0.061383 | 0.091067 | 40 | 32.9082 | 38.0357 | >20% | 1–3 m | pressure_indicators_2016_2021_all_scenarios.xlsx
2021 | 40 | GIR90_ISW_EF_L | 562 | 513 | 0 | 0 | 1 | 0 | 0 | 0 | 0 | 0 | 0 | 40 | 45.279 | 50.1593 | ≤5% | ≤1 m | pressure_indicators_2016_2021_all_scenarios.xlsx
2021 | 40 | GIR90_ISW_EF_L | 571 | 535 | 0 | 0 | 1 | 0 | 0 | 0 | 0 | 0 | 0 | 40 | 77.6533 | 78.9597 | ≤5% | ≤1 m | pressure_indicators_2016_2021_all_scenarios.xlsx
2021 | 40 | GIR90_ISW_EF_L | 597 | 523 | 0 | 0 | 1 | 0 | 0 | 0 | 0 | 0 | 0 | 40 | 72.7686 | 74.2712 | ≤5% | ≤1 m | pressure_indicators_2016_2021_all_scenarios.xlsx
2021 | 40 | GIR90_ISW_EF_L | 599 | 516 | 0 | 0 | 1 | 0 | 0 | 0 | 0 | 0 | 0 | 40 | 73.1592 | 74.6204 | ≤5% | ≤1 m | pressure_indicators_2016_2021_all_scenarios.xlsx
2021 | 40 | GIR90_ISW_EF_L | 603 | 529 | 0 | 0 | 1 | 0 | 0 | 0 | 0 | 0 | 0 | 40 | 46.8611 | 51.8796 | ≤5% | ≤1 m | pressure_indicators_2016_2021_all_scenarios.xlsx
2021 | 40 | GIR90_ISW_EF_L | 607 | 532 | 0 | 0 | 1 | 0 | 0 | 0 | 0 | 0 | 0 | 40 | 60.1097 | 63.8221 | ≤5% | ≤1 m | pressure_indicators_2016_2021_all_scenarios.xlsx
2022 | 10 | GIR50_ISW_EF_H | 135 | 380 | 0 | 0 | 1 | 0 | 0 | 0 | 0 | 0 | 0 | 40 | 73.5757 | 73.7275 | ≤5% | ≤1 m | pressure_indicators_2022_2025_all_scenarios.xlsx
2022 | 10 | GIR50_ISW_EF_H | 139 | 366 | 0 | 0 | 1 | 0 | 0 | 0 | 0 | 0 | 0 | 40 | 68.7172 | 68.9651 | ≤5% | ≤1 m | pressure_indicators_2022_2025_all_scenarios.xlsx
2022 | 10 | GIR50_ISW_EF_H | 145 | 365 | 0 | 0 | 1 | 0 | 0 | 0 | 0 | 0 | 0 | 40 | 63.9554 | 72.4723 | ≤5% | ≤1 m | pressure_indicators_2022_2025_all_scenarios.xlsx
2022 | 10 | GIR50_ISW_EF_H | 149 | 393 | 0 | 0 | 1 | 0 | 0 | 0 | 0 | 0 | 0 | 40 | 49.0554 | 57.2319 | ≤5% | ≤1 m | pressure_indicators_2022_2025_all_scenarios.xlsx
2022 | 10 | GIR50_ISW_EF_H | 153 | 397 | 0 | 0 | 1 | 0 | 0 | 0 | 0 | 0 | 0 | 40 | 54.2496 | 62.314 | ≤5% | ≤1 m | pressure_indicators_2022_2025_all_scenarios.xlsx
2022 | 10 | GIR50_ISW_EF_H | 161 | 364 | 0 | 0 | 1 | 0 | 0 | 0 | 0 | 0 | 0 | 40 | 70.4433 | 77.496 | ≤5% | ≤1 m | pressure_indicators_2022_2025_all_scenarios.xlsx
2022 | 10 | GIR50_ISW_EF_H | 165 | 386 | 0 | 0 | 1 | 0 | 0 | 0 | 0 | 0 | 0 | 40 | 77.8214 | 83.8714 | ≤5% | ≤1 m | pressure_indicators_2022_2025_all_scenarios.xlsx
2022 | 10 | GIR50_ISW_EF_H | 169 | 381 | 0 | 0 | 1 | 0 | 0 | 0 | 0 | 0 | 0 | 40 | 79.3745 | 84.804 | ≤5% | ≤1 m | pressure_indicators_2022_2025_all_scenarios.xlsx
2022 | 10 | GIR50_ISW_EF_H | 173 | 391 | 0 | 0 | 1 | 0 | 0 | 0 | 0 | 0 | 0 | 40 | 76.5356 | 82.0428 | ≤5% | ≤1 m | pressure_indicators_2022_2025_all_scenarios.xlsx
2022 | 10 | GIR50_ISW_EF_H | 177 | 374 | 0 | 0 | 1 | 0 | 0 | 0 | 0 | 0 | 0 | 40 | 48.455 | 58.3094 | ≤5% | ≤1 m | pressure_indicators_2022_2025_all_scenarios.xlsx
2022 | 10 | GIR50_ISW_EF_H | 181 | 390 | 0 | 0 | 1 | 0 | 0 | 0 | 0 | 0 | 0 | 40 | 75.3303 | 80.0288 | ≤5% | ≤1 m | pressure_indicators_2022_2025_all_scenarios.xlsx
2022 | 10 | GIR50_ISW_EF_H | 189 | 389 | 0 | 0 | 1 | 0 | 0 | 0 | 0 | 0 | 0 | 40 | 69.2506 | 73.4847 | ≤5% | ≤1 m | pressure_indicators_2022_2025_all_scenarios.xlsx
2022 | 10 | GIR50_ISW_EF_H | 193 | 356 | 0 | 0 | 1 | 0 | 0 | 0 | 0 | 0 | 0 | 40 | 59.015 | 67.9729 | ≤5% | ≤1 m | pressure_indicators_2022_2025_all_scenarios.xlsx
2022 | 10 | GIR50_ISW_EF_H | 207 | 358 | 0 | 0 | 1 | 0 | 0 | 0 | 0 | 0 | 0 | 40 | 62.5708 | 64.0318 | ≤5% | ≤1 m | pressure_indicators_2022_2025_all_scenarios.xlsx
2022 | 10 | GIR50_ISW_EF_H | 211 | 413 | 0 | 0 | 1 | 0 | 0 | 0 | 0 | 0 | 0 | 40 | 52.3387 | 57.6906 | ≤5% | ≤1 m | pressure_indicators_2022_2025_all_scenarios.xlsx
2022 | 10 | GIR50_ISW_EF_H | 216 | 365 | 0 | 0 | 1 | 0 | 0 | 0 | 0 | 0 | 0 | 40 | 63.2275 | 64.6802 | ≤5% | ≤1 m | pressure_indicators_2022_2025_all_scenarios.xlsx
2022 | 10 | GIR50_ISW_EF_H | 220 | 397 | 0 | 0 | 1 | 0 | 0 | 0 | 0 | 0 | 0 | 40 | 59.984 | 65.4522 | ≤5% | ≤1 m | pressure_indicators_2022_2025_all_scenarios.xlsx
2022 | 10 | GIR50_ISW_EF_H | 224 | 387 | 0 | 0 | 1 | 0 | 0 | 0 | 0 | 0 | 0 | 40 | 63.523 | 67.2376 | ≤5% | ≤1 m | pressure_indicators_2022_2025_all_scenarios.xlsx
2022 | 10 | GIR50_ISW_EF_H | 228 | 396 | 0 | 0 | 1 | 0 | 0 | 0 | 0 | 0 | 0 | 40 | 68.0068 | 71.5085 | ≤5% | ≤1 m | pressure_indicators_2022_2025_all_scenarios.xlsx
2022 | 10 | GIR50_ISW_EF_H | 232 | 403 | 0 | 0 | 1 | 0 | 0 | 0 | 0 | 0 | 0 | 40 | 82.3631 | 83.2857 | ≤5% | ≤1 m | pressure_indicators_2022_2025_all_scenarios.xlsx
2022 | 10 | GIR50_ISW_EF_H | 234 | 407 | 0 | 0 | 1 | 0 | 0 | 0 | 0 | 0 | 0 | 40 | 44.9805 | 46.4495 | ≤5% | ≤1 m | pressure_indicators_2022_2025_all_scenarios.xlsx
2022 | 10 | GIR50_ISW_EF_H | 238 | 367 | 0 | 0 | 1 | 0 | 0 | 0 | 0 | 0 | 0 | 40 | 65.4114 | 67.7347 | ≤5% | ≤1 m | pressure_indicators_2022_2025_all_scenarios.xlsx
2022 | 10 | GIR50_ISW_EF_H | 243 | 387 | 0 | 0 | 1 | 0 | 0 | 0 | 0 | 0 | 0 | 40 | 61.6664 | 62.658 | ≤5% | ≤1 m | pressure_indicators_2022_2025_all_scenarios.xlsx
2022 | 10 | GIR50_ISW_EF_H | 248 | 360 | 0 | 0 | 1 | 0 | 0 | 0 | 0 | 0 | 0 | 40 | 68.3276 | 68.882 | ≤5% | ≤1 m | pressure_indicators_2022_2025_all_scenarios.xlsx
2022 | 10 | GIR50_ISW_EF_H | 253 | 398 | 0 | 0 | 1 | 0 | 0 | 0 | 0 | 0 | 0 | 40 | 75.7248 | 76.4509 | ≤5% | ≤1 m | pressure_indicators_2022_2025_all_scenarios.xlsx
2022 | 10 | GIR50_ISW_EF_H | 266 | 398 | 0 | 0 | 1 | 0 | 0 | 0 | 0 | 0 | 0 | 40 | 78.8694 | 80.2473 | ≤5% | ≤1 m | pressure_indicators_2022_2025_all_scenarios.xlsx
2022 | 10 | GIR50_ISW_EF_H | 270 | 386 | 0 | 0 | 1 | 0 | 0 | 0 | 0 | 0 | 0 | 40 | 58.7974 | 60.4741 | ≤5% | ≤1 m | pressure_indicators_2022_2025_all_scenarios.xlsx
2022 | 10 | GIR50_ISW_EF_H | 274 | 393 | 0 | 0 | 1 | 0 | 0 | 0 | 0 | 0 | 0 | 40 | 72.7725 | 74.3491 | ≤5% | ≤1 m | pressure_indicators_2022_2025_all_scenarios.xlsx
2022 | 10 | GIR50_ISW_EF_H | 278 | 389 | 0 | 0 | 1 | 0 | 0 | 0 | 0 | 0 | 0 | 40 | 52.1684 | 53.9925 | ≤5% | ≤1 m | pressure_indicators_2022_2025_all_scenarios.xlsx
2022 | 10 | GIR50_ISW_EF_H | 282 | 386 | 0 | 0 | 1 | 0 | 0 | 0 | 0 | 0 | 0 | 40 | 79.9511 | 84.0172 | ≤5% | ≤1 m | pressure_indicators_2022_2025_all_scenarios.xlsx
2022 | 10 | GIR50_ISW_EF_H | 286 | 394 | 0 | 0 | 1 | 0 | 0 | 0 | 0 | 0 | 0 | 40 | 79.4226 | 82.3313 | ≤5% | ≤1 m | pressure_indicators_2022_2025_all_scenarios.xlsx
2022 | 10 | GIR50_ISW_EF_H | 290 | 375 | 0 | 0 | 1 | 0 | 0 | 0 | 0 | 0 | 0 | 40 | 84.2614 | 86.7766 | ≤5% | ≤1 m | pressure_indicators_2022_2025_all_scenarios.xlsx
2022 | 10 | GIR50_ISW_EF_H | 294 | 409 | 0 | 0 | 1 | 0 | 0 | 0 | 0 | 0 | 0 | 40 | 82.48 | 84.3449 | ≤5% | ≤1 m | pressure_indicators_2022_2025_all_scenarios.xlsx
2022 | 10 | GIR50_ISW_EF_H | 302 | 395 | 0 | 0 | 1 | 0 | 0 | 0 | 0 | 0 | 0 | 40 | 83.1415 | 84.8209 | ≤5% | ≤1 m | pressure_indicators_2022_2025_all_scenarios.xlsx
2022 | 10 | GIR50_ISW_EF_H | 306 | 392 | 0 | 0 | 1 | 0 | 0 | 0 | 0 | 0 | 0 | 40 | 67.3223 | 69.1124 | ≤5% | ≤1 m | pressure_indicators_2022_2025_all_scenarios.xlsx
2022 | 10 | GIR50_ISW_EF_H | 310 | 374 | 0 | 0 | 1 | 0 | 0 | 0 | 0 | 0 | 0 | 40 | 40.8721 | 45.7222 | ≤5% | ≤1 m | pressure_indicators_2022_2025_all_scenarios.xlsx
2022 | 10 | GIR50_ISW_EF_H | 314 | 388 | 0 | 0 | 1 | 0 | 0 | 0 | 0 | 0 | 0 | 40 | 54.7047 | 60.2711 | ≤5% | ≤1 m | pressure_indicators_2022_2025_all_scenarios.xlsx
2022 | 10 | GIR50_ISW_EF_H | 318 | 378 | 0 | 0 | 1 | 0 | 0 | 0 | 0 | 0 | 0 | 40 | 59.6103 | 63.0634 | ≤5% | ≤1 m | pressure_indicators_2022_2025_all_scenarios.xlsx
2022 | 10 | GIR50_ISW_EF_H | 323 | 367 | 0 | 0 | 1 | 0 | 0 | 0 | 0 | 0 | 0 | 40 | 59.3829 | 63.1511 | ≤5% | ≤1 m | pressure_indicators_2022_2025_all_scenarios.xlsx
2022 | 10 | GIR50_ISW_EF_H | 327 | 382 | 0 | 0 | 1 | 0 | 0 | 0 | 0 | 0 | 0 | 40 | 58.9763 | 62.3361 | ≤5% | ≤1 m | pressure_indicators_2022_2025_all_scenarios.xlsx
2022 | 10 | GIR50_ISW_EF_H | 331 | 375 | 0 | 0 | 1 | 0 | 0 | 0 | 0 | 0 | 0 | 40 | 55.1523 | 63.3052 | ≤5% | ≤1 m | pressure_indicators_2022_2025_all_scenarios.xlsx
2022 | 10 | GIR50_ISW_EF_H | 333 | 398 | 0 | 0 | 1 | 0 | 0 | 0 | 0 | 0 | 0 | 40 | 58.2602 | 67.1216 | ≤5% | ≤1 m | pressure_indicators_2022_2025_all_scenarios.xlsx
2022 | 10 | GIR50_ISW_EF_H | 338 | 368 | 0 | 0 | 1 | 0 | 0 | 0 | 0 | 0 | 0 | 40 | 60.5633 | 68.5041 | ≤5% | ≤1 m | pressure_indicators_2022_2025_all_scenarios.xlsx
2022 | 10 | GIR50_ISW_EF_H | 342 | 383 | 0 | 0 | 1 | 0 | 0 | 0 | 0 | 0 | 0 | 40 | 63.315 | 69.267 | ≤5% | ≤1 m | pressure_indicators_2022_2025_all_scenarios.xlsx
2022 | 10 | GIR50_ISW_EF_H | 346 | 395 | 0 | 0 | 1 | 0 | 0 | 0 | 0 | 0 | 0 | 40 | 55.8107 | 58.9752 | ≤5% | ≤1 m | pressure_indicators_2022_2025_all_scenarios.xlsx
2022 | 10 | GIR50_ISW_EF_H | 350 | 373 | 0 | 0 | 1 | 0 | 0 | 0 | 0 | 0 | 0 | 40 | 57.4747 | 63.4722 | ≤5% | ≤1 m | pressure_indicators_2022_2025_all_scenarios.xlsx
2022 | 10 | GIR50_ISW_EF_H | 360 | 381 | 0 | 0 | 1 | 0 | 0 | 0 | 0 | 0 | 0 | 40 | 60.3488 | 66.4454 | ≤5% | ≤1 m | pressure_indicators_2022_2025_all_scenarios.xlsx
2022 | 10 | GIR50_ISW_EF_H | 364 | 394 | 0 | 0 | 1 | 0 | 0 | 0 | 0 | 0 | 0 | 40 | 68.2578 | 72.3468 | ≤5% | ≤1 m | pressure_indicators_2022_2025_all_scenarios.xlsx
2022 | 10 | GIR50_ISW_EF_H | 372 | 362 | 0 | 0 | 1 | 0 | 0 | 0 | 0 | 0 | 0 | 40 | 70.0472 | 71.8002 | ≤5% | ≤1 m | pressure_indicators_2022_2025_all_scenarios.xlsx
2022 | 10 | GIR50_ISW_EF_H | 381 | 388 | 0 | 0 | 1 | 0 | 0 | 0 | 0 | 0 | 0 | 40 | 62.2576 | 63.5842 | ≤5% | ≤1 m | pressure_indicators_2022_2025_all_scenarios.xlsx
2022 | 10 | GIR50_ISW_EF_H | 385 | 400 | 0 | 0 | 1 | 0 | 0 | 0 | 0 | 0 | 0 | 40 | 49.6631 | 52.6992 | ≤5% | ≤1 m | pressure_indicators_2022_2025_all_scenarios.xlsx
2022 | 10 | GIR50_ISW_EF_H | 389 | 373 | 0 | 0 | 1 | 0 | 0 | 0 | 0 | 0 | 0 | 40 | 51.0422 | 52.6344 | ≤5% | ≤1 m | pressure_indicators_2022_2025_all_scenarios.xlsx
2022 | 10 | GIR50_ISW_EF_H | 393 | 440 | 0 | 0 | 1 | 0 | 0 | 0 | 0 | 0 | 0 | 40 | 50.8594 | 53.1113 | ≤5% | ≤1 m | pressure_indicators_2022_2025_all_scenarios.xlsx
2022 | 10 | GIR50_ISW_EF_H | 397 | 405 | 0 | 0 | 1 | 0 | 0 | 0 | 0 | 0 | 0 | 40 | 65.0049 | 66.4623 | ≤5% | ≤1 m | pressure_indicators_2022_2025_all_scenarios.xlsx
2022 | 10 | GIR50_ISW_EF_H | 401 | 381 | 0 | 0 | 1 | 0 | 0 | 0 | 0 | 0 | 0 | 40 | 72.6958 | 74.1321 | ≤5% | ≤1 m | pressure_indicators_2022_2025_all_scenarios.xlsx
2022 | 10 | GIR50_ISW_EF_H | 405 | 395 | 0 | 0 | 1 | 0 | 0 | 0 | 0 | 0 | 0 | 40 | 62.6737 | 64.9219 | ≤5% | ≤1 m | pressure_indicators_2022_2025_all_scenarios.xlsx
2022 | 10 | GIR50_ISW_EF_H | 409 | 395 | 0 | 0 | 1 | 0 | 0 | 0 | 0 | 0 | 0 | 40 | 63.9273 | 65.9697 | ≤5% | ≤1 m | pressure_indicators_2022_2025_all_scenarios.xlsx
2022 | 10 | GIR50_ISW_EF_H | 414 | 386 | 0 | 0 | 1 | 0 | 0 | 0 | 0 | 0 | 0 | 40 | 49.8929 | 52.1745 | ≤5% | ≤1 m | pressure_indicators_2022_2025_all_scenarios.xlsx
2022 | 10 | GIR50_ISW_EF_H | 419 | 390 | 0 | 0 | 1 | 0 | 0 | 0 | 0 | 0 | 0 | 40 | 58.273 | 60.699 | ≤5% | ≤1 m | pressure_indicators_2022_2025_all_scenarios.xlsx
2022 | 10 | GIR50_ISW_EF_H | 423 | 376 | 0 | 0 | 1 | 0 | 0 | 0 | 0 | 0 | 0 | 40 | 60.1262 | 62.5841 | ≤5% | ≤1 m | pressure_indicators_2022_2025_all_scenarios.xlsx
2022 | 10 | GIR50_ISW_EF_H | 428 | 426 | 0 | 0 | 1 | 0 | 0 | 0 | 0 | 0 | 0 | 40 | 61.4349 | 64.1724 | ≤5% | ≤1 m | pressure_indicators_2022_2025_all_scenarios.xlsx
2022 | 10 | GIR50_ISW_EF_H | 434 | 383 | 0 | 0 | 1 | 0 | 0 | 0 | 0 | 0 | 0 | 40 | 61.2558 | 64.1503 | ≤5% | ≤1 m | pressure_indicators_2022_2025_all_scenarios.xlsx
2022 | 10 | GIR50_ISW_EF_H | 438 | 378 | 0 | 0 | 1 | 0 | 0 | 0 | 0 | 0 | 0 | 40 | 61.1212 | 63.8846 | ≤5% | ≤1 m | pressure_indicators_2022_2025_all_scenarios.xlsx
2022 | 10 | GIR50_ISW_EF_H | 508 | 386 | 0 | 0 | 1 | 0 | 0 | 0 | 0 | 0 | 0 | 40 | 52.0996 | 61.5335 | ≤5% | ≤1 m | pressure_indicators_2022_2025_all_scenarios.xlsx
2022 | 10 | GIR50_ISW_EF_H | 510 | 397 | 0 | 0 | 1 | 0 | 0 | 0 | 0 | 0 | 0 | 40 | 43.1336 | 52.7114 | ≤5% | ≤1 m | pressure_indicators_2022_2025_all_scenarios.xlsx
2022 | 10 | GIR50_ISW_EF_H | 512 | 410 | 0 | 0 | 1 | 0 | 0 | 0 | 0 | 0 | 0 | 40 | 52.0538 | 58.857 | ≤5% | ≤1 m | pressure_indicators_2022_2025_all_scenarios.xlsx
2022 | 10 | GIR50_ISW_EF_H | 514 | 391 | 0 | 0 | 1 | 0 | 0 | 0 | 0 | 0 | 0 | 40 | 48.4382 | 58.5527 | ≤5% | ≤1 m | pressure_indicators_2022_2025_all_scenarios.xlsx
2022 | 10 | GIR50_ISW_EF_H | 516 | 420 | 0 | 0 | 1 | 0 | 0 | 0 | 0 | 0 | 0 | 40 | 49.6988 | 57.0665 | ≤5% | ≤1 m | pressure_indicators_2022_2025_all_scenarios.xlsx
2022 | 10 | GIR50_ISW_EF_H | 518 | 403 | 0 | 0 | 1 | 0 | 0 | 0 | 0 | 0 | 0 | 40 | 50.8006 | 57.5504 | ≤5% | ≤1 m | pressure_indicators_2022_2025_all_scenarios.xlsx
2022 | 10 | GIR50_ISW_EF_H | 520 | 371 | 0 | 0 | 1 | 0 | 0 | 0 | 0 | 0 | 0 | 40 | 48.6176 | 55.6221 | ≤5% | ≤1 m | pressure_indicators_2022_2025_all_scenarios.xlsx
2022 | 10 | GIR50_ISW_EF_H | 522 | 391 | 0 | 0 | 1 | 0 | 0 | 0 | 0 | 0 | 0 | 40 | 45.4019 | 52.4421 | ≤5% | ≤1 m | pressure_indicators_2022_2025_all_scenarios.xlsx
2022 | 10 | GIR50_ISW_EF_H | 524 | 385 | 0 | 0 | 1 | 0 | 0 | 0 | 0 | 0 | 0 | 40 | 40.4852 | 50.9595 | ≤5% | ≤1 m | pressure_indicators_2022_2025_all_scenarios.xlsx
2022 | 10 | GIR50_ISW_EF_H | 526 | 376 | 0 | 0 | 1 | 0 | 0 | 0 | 0 | 0 | 0 | 40 | 46.4273 | 53.2418 | ≤5% | ≤1 m | pressure_indicators_2022_2025_all_scenarios.xlsx
2022 | 10 | GIR50_ISW_EF_H | 528 | 398 | 0 | 0 | 1 | 0 | 0 | 0 | 0 | 0 | 0 | 40 | 45.0248 | 55.7205 | ≤5% | ≤1 m | pressure_indicators_2022_2025_all_scenarios.xlsx
2022 | 10 | GIR50_ISW_EF_H | 530 | 385 | 0 | 0 | 1 | 0 | 0 | 0 | 0 | 0 | 0 | 40 | 46.2095 | 56.3475 | ≤5% | ≤1 m | pressure_indicators_2022_2025_all_scenarios.xlsx
2022 | 10 | GIR50_ISW_EF_H | 532 | 345 | 0 | 0 | 1 | 0 | 0 | 0 | 0 | 0 | 0 | 40 | 44.611 | 55.2027 | ≤5% | ≤1 m | pressure_indicators_2022_2025_all_scenarios.xlsx
2022 | 10 | GIR50_ISW_EF_H | 534 | 360 | 1 | 0.0027778 | 0.99722 | 0.0043787 | 1.5763 | 1.5763 | 0.00010947 | 0.039408 | 0.039408 | 40 | 38.4237 | 48.5973 | ≤5% | 1–3 m | pressure_indicators_2022_2025_all_scenarios.xlsx
2022 | 10 | GIR50_ISW_EF_H | 536 | 365 | 0 | 0 | 1 | 0 | 0 | 0 | 0 | 0 | 0 | 40 | 42.7775 | 50.1231 | ≤5% | ≤1 m | pressure_indicators_2022_2025_all_scenarios.xlsx
2022 | 10 | GIR50_ISW_EF_H | 538 | 372 | 0 | 0 | 1 | 0 | 0 | 0 | 0 | 0 | 0 | 40 | 40.4419 | 47.815 | ≤5% | ≤1 m | pressure_indicators_2022_2025_all_scenarios.xlsx
2022 | 10 | GIR50_ISW_EF_H | 540 | 404 | 1 | 0.0024752 | 0.99752 | 0.0037521 | 1.5158 | 1.5158 | 9.3802e-05 | 0.037896 | 0.037896 | 40 | 38.4842 | 49.5942 | ≤5% | 1–3 m | pressure_indicators_2022_2025_all_scenarios.xlsx
2022 | 10 | GIR50_ISW_EF_H | 542 | 353 | 1 | 0.0028329 | 0.99717 | 0.0099262 | 3.5039 | 3.5039 | 0.00024815 | 0.087598 | 0.087598 | 40 | 36.4961 | 47.7279 | ≤5% | 3–6 m | pressure_indicators_2022_2025_all_scenarios.xlsx
2022 | 10 | GIR50_ISW_EF_H | 544 | 376 | 0 | 0 | 1 | 0 | 0 | 0 | 0 | 0 | 0 | 40 | 49.6603 | 56.8139 | ≤5% | ≤1 m | pressure_indicators_2022_2025_all_scenarios.xlsx
2022 | 10 | GIR50_ISW_EF_H | 546 | 399 | 0 | 0 | 1 | 0 | 0 | 0 | 0 | 0 | 0 | 40 | 46.8947 | 57.7438 | ≤5% | ≤1 m | pressure_indicators_2022_2025_all_scenarios.xlsx
2022 | 10 | GIR50_ISW_EF_H | 548 | 378 | 0 | 0 | 1 | 0 | 0 | 0 | 0 | 0 | 0 | 40 | 46.6762 | 57.2375 | ≤5% | ≤1 m | pressure_indicators_2022_2025_all_scenarios.xlsx
2022 | 10 | GIR50_ISW_EF_H | 550 | 379 | 0 | 0 | 1 | 0 | 0 | 0 | 0 | 0 | 0 | 40 | 57.7842 | 69.3145 | ≤5% | ≤1 m | pressure_indicators_2022_2025_all_scenarios.xlsx
2022 | 10 | GIR50_ISW_EF_H | 552 | 373 | 0 | 0 | 1 | 0 | 0 | 0 | 0 | 0 | 0 | 40 | 45.9003 | 57.2016 | ≤5% | ≤1 m | pressure_indicators_2022_2025_all_scenarios.xlsx
2022 | 10 | GIR50_ISW_EF_H | 554 | 379 | 1 | 0.0026385 | 0.99736 | 0.0079183 | 3.001 | 3.001 | 0.00019796 | 0.075026 | 0.075026 | 40 | 36.999 | 48.2297 | ≤5% | 3–6 m | pressure_indicators_2022_2025_all_scenarios.xlsx
2022 | 10 | GIR50_ISW_EF_H | 556 | 373 | 6 | 0.016086 | 0.98391 | 0.024141 | 1.5007 | 5.1334 | 0.00060351 | 0.037518 | 0.033903 | 40 | 34.8666 | 45.96 | ≤5% | 1–3 m | pressure_indicators_2022_2025_all_scenarios.xlsx
2022 | 10 | GIR50_ISW_EF_H | 558 | 400 | 302 | 0.755 | 0.245 | 2.0491 | 2.714 | 13.1057 | 0.051228 | 0.067851 | 0.10709 | 40 | 26.8943 | 38.1842 | >20% | 1–3 m | pressure_indicators_2022_2025_all_scenarios.xlsx
2022 | 10 | GIR50_ISW_EF_H | 562 | 381 | 1 | 0.0026247 | 0.99738 | 0.0019006 | 0.72412 | 0.72412 | 4.7514e-05 | 0.018103 | 0.018103 | 40 | 39.2759 | 50.1279 | ≤5% | ≤1 m | pressure_indicators_2022_2025_all_scenarios.xlsx
2022 | 10 | GIR50_ISW_EF_H | 571 | 378 | 0 | 0 | 1 | 0 | 0 | 0 | 0 | 0 | 0 | 40 | 77.6677 | 79.0581 | ≤5% | ≤1 m | pressure_indicators_2022_2025_all_scenarios.xlsx
2022 | 10 | GIR50_ISW_EF_H | 580 | 385 | 0 | 0 | 1 | 0 | 0 | 0 | 0 | 0 | 0 | 40 | 63.75 | 66.5967 | ≤5% | ≤1 m | pressure_indicators_2022_2025_all_scenarios.xlsx
2022 | 10 | GIR50_ISW_EF_H | 593 | 388 | 0 | 0 | 1 | 0 | 0 | 0 | 0 | 0 | 0 | 40 | 43.1898 | 45.5165 | ≤5% | ≤1 m | pressure_indicators_2022_2025_all_scenarios.xlsx
2022 | 10 | GIR50_ISW_EF_H | 595 | 367 | 0 | 0 | 1 | 0 | 0 | 0 | 0 | 0 | 0 | 40 | 43.9257 | 45.6098 | ≤5% | ≤1 m | pressure_indicators_2022_2025_all_scenarios.xlsx
2022 | 10 | GIR50_ISW_EF_H | 597 | 419 | 0 | 0 | 1 | 0 | 0 | 0 | 0 | 0 | 0 | 40 | 72.4699 | 74.5542 | ≤5% | ≤1 m | pressure_indicators_2022_2025_all_scenarios.xlsx
2022 | 10 | GIR50_ISW_EF_H | 599 | 392 | 0 | 0 | 1 | 0 | 0 | 0 | 0 | 0 | 0 | 40 | 72.8605 | 74.8765 | ≤5% | ≤1 m | pressure_indicators_2022_2025_all_scenarios.xlsx
2022 | 20 | GIR50_ISW_EF_L | 135 | 378 | 0 | 0 | 1 | 0 | 0 | 0 | 0 | 0 | 0 | 40 | 73.5609 | 73.7239 | ≤5% | ≤1 m | pressure_indicators_2022_2025_all_scenarios.xlsx
2022 | 20 | GIR50_ISW_EF_L | 139 | 373 | 0 | 0 | 1 | 0 | 0 | 0 | 0 | 0 | 0 | 40 | 68.6683 | 68.9618 | ≤5% | ≤1 m | pressure_indicators_2022_2025_all_scenarios.xlsx
2022 | 20 | GIR50_ISW_EF_L | 145 | 383 | 0 | 0 | 1 | 0 | 0 | 0 | 0 | 0 | 0 | 40 | 63.4737 | 72.5207 | ≤5% | ≤1 m | pressure_indicators_2022_2025_all_scenarios.xlsx
2022 | 20 | GIR50_ISW_EF_L | 149 | 382 | 0 | 0 | 1 | 0 | 0 | 0 | 0 | 0 | 0 | 40 | 48.5736 | 57.2141 | ≤5% | ≤1 m | pressure_indicators_2022_2025_all_scenarios.xlsx
2022 | 20 | GIR50_ISW_EF_L | 153 | 387 | 0 | 0 | 1 | 0 | 0 | 0 | 0 | 0 | 0 | 40 | 53.7678 | 62.308 | ≤5% | ≤1 m | pressure_indicators_2022_2025_all_scenarios.xlsx
2022 | 20 | GIR50_ISW_EF_L | 161 | 384 | 0 | 0 | 1 | 0 | 0 | 0 | 0 | 0 | 0 | 40 | 70.6234 | 77.8165 | ≤5% | ≤1 m | pressure_indicators_2022_2025_all_scenarios.xlsx
2022 | 20 | GIR50_ISW_EF_L | 165 | 393 | 0 | 0 | 1 | 0 | 0 | 0 | 0 | 0 | 0 | 40 | 78.3776 | 83.8495 | ≤5% | ≤1 m | pressure_indicators_2022_2025_all_scenarios.xlsx
2022 | 20 | GIR50_ISW_EF_L | 169 | 419 | 0 | 0 | 1 | 0 | 0 | 0 | 0 | 0 | 0 | 40 | 79.4791 | 84.7037 | ≤5% | ≤1 m | pressure_indicators_2022_2025_all_scenarios.xlsx
2022 | 20 | GIR50_ISW_EF_L | 173 | 407 | 0 | 0 | 1 | 0 | 0 | 0 | 0 | 0 | 0 | 40 | 76.9046 | 82.0081 | ≤5% | ≤1 m | pressure_indicators_2022_2025_all_scenarios.xlsx
2022 | 20 | GIR50_ISW_EF_L | 177 | 429 | 0 | 0 | 1 | 0 | 0 | 0 | 0 | 0 | 0 | 40 | 48.6543 | 58.1124 | ≤5% | ≤1 m | pressure_indicators_2022_2025_all_scenarios.xlsx
2022 | 20 | GIR50_ISW_EF_L | 181 | 405 | 0 | 0 | 1 | 0 | 0 | 0 | 0 | 0 | 0 | 40 | 75.4069 | 80.0475 | ≤5% | ≤1 m | pressure_indicators_2022_2025_all_scenarios.xlsx
2022 | 20 | GIR50_ISW_EF_L | 189 | 387 | 0 | 0 | 1 | 0 | 0 | 0 | 0 | 0 | 0 | 40 | 69.535 | 73.4597 | ≤5% | ≤1 m | pressure_indicators_2022_2025_all_scenarios.xlsx
2022 | 20 | GIR50_ISW_EF_L | 193 | 388 | 0 | 0 | 1 | 0 | 0 | 0 | 0 | 0 | 0 | 40 | 59.2143 | 67.4994 | ≤5% | ≤1 m | pressure_indicators_2022_2025_all_scenarios.xlsx
2022 | 20 | GIR50_ISW_EF_L | 207 | 403 | 0 | 0 | 1 | 0 | 0 | 0 | 0 | 0 | 0 | 40 | 62.5522 | 64.018 | ≤5% | ≤1 m | pressure_indicators_2022_2025_all_scenarios.xlsx
2022 | 20 | GIR50_ISW_EF_L | 211 | 371 | 0 | 0 | 1 | 0 | 0 | 0 | 0 | 0 | 0 | 40 | 52.3787 | 57.8905 | ≤5% | ≤1 m | pressure_indicators_2022_2025_all_scenarios.xlsx
2022 | 20 | GIR50_ISW_EF_L | 216 | 397 | 0 | 0 | 1 | 0 | 0 | 0 | 0 | 0 | 0 | 40 | 63.209 | 64.6565 | ≤5% | ≤1 m | pressure_indicators_2022_2025_all_scenarios.xlsx
2022 | 20 | GIR50_ISW_EF_L | 220 | 385 | 0 | 0 | 1 | 0 | 0 | 0 | 0 | 0 | 0 | 40 | 60.024 | 65.8039 | ≤5% | ≤1 m | pressure_indicators_2022_2025_all_scenarios.xlsx
2022 | 20 | GIR50_ISW_EF_L | 224 | 399 | 0 | 0 | 1 | 0 | 0 | 0 | 0 | 0 | 0 | 40 | 63.563 | 67.4945 | ≤5% | ≤1 m | pressure_indicators_2022_2025_all_scenarios.xlsx
2022 | 20 | GIR50_ISW_EF_L | 228 | 356 | 0 | 0 | 1 | 0 | 0 | 0 | 0 | 0 | 0 | 40 | 68.0468 | 71.7357 | ≤5% | ≤1 m | pressure_indicators_2022_2025_all_scenarios.xlsx
2022 | 20 | GIR50_ISW_EF_L | 232 | 353 | 0 | 0 | 1 | 0 | 0 | 0 | 0 | 0 | 0 | 40 | 82.4031 | 83.336 | ≤5% | ≤1 m | pressure_indicators_2022_2025_all_scenarios.xlsx
2022 | 20 | GIR50_ISW_EF_L | 234 | 400 | 0 | 0 | 1 | 0 | 0 | 0 | 0 | 0 | 0 | 40 | 45.0205 | 46.4071 | ≤5% | ≤1 m | pressure_indicators_2022_2025_all_scenarios.xlsx
2022 | 20 | GIR50_ISW_EF_L | 238 | 400 | 0 | 0 | 1 | 0 | 0 | 0 | 0 | 0 | 0 | 40 | 65.4514 | 67.6929 | ≤5% | ≤1 m | pressure_indicators_2022_2025_all_scenarios.xlsx
2022 | 20 | GIR50_ISW_EF_L | 243 | 379 | 0 | 0 | 1 | 0 | 0 | 0 | 0 | 0 | 0 | 40 | 61.6082 | 62.6867 | ≤5% | ≤1 m | pressure_indicators_2022_2025_all_scenarios.xlsx
2022 | 20 | GIR50_ISW_EF_L | 248 | 402 | 0 | 0 | 1 | 0 | 0 | 0 | 0 | 0 | 0 | 40 | 68.3038 | 68.8895 | ≤5% | ≤1 m | pressure_indicators_2022_2025_all_scenarios.xlsx
2022 | 20 | GIR50_ISW_EF_L | 253 | 379 | 0 | 0 | 1 | 0 | 0 | 0 | 0 | 0 | 0 | 40 | 75.8076 | 76.4373 | ≤5% | ≤1 m | pressure_indicators_2022_2025_all_scenarios.xlsx
2022 | 20 | GIR50_ISW_EF_L | 266 | 374 | 0 | 0 | 1 | 0 | 0 | 0 | 0 | 0 | 0 | 40 | 78.6545 | 80.2411 | ≤5% | ≤1 m | pressure_indicators_2022_2025_all_scenarios.xlsx
2022 | 20 | GIR50_ISW_EF_L | 270 | 370 | 0 | 0 | 1 | 0 | 0 | 0 | 0 | 0 | 0 | 40 | 58.5459 | 60.4381 | ≤5% | ≤1 m | pressure_indicators_2022_2025_all_scenarios.xlsx
2022 | 20 | GIR50_ISW_EF_L | 274 | 370 | 0 | 0 | 1 | 0 | 0 | 0 | 0 | 0 | 0 | 40 | 72.523 | 74.3381 | ≤5% | ≤1 m | pressure_indicators_2022_2025_all_scenarios.xlsx
2022 | 20 | GIR50_ISW_EF_L | 278 | 385 | 0 | 0 | 1 | 0 | 0 | 0 | 0 | 0 | 0 | 40 | 51.7752 | 53.999 | ≤5% | ≤1 m | pressure_indicators_2022_2025_all_scenarios.xlsx
2022 | 20 | GIR50_ISW_EF_L | 282 | 393 | 0 | 0 | 1 | 0 | 0 | 0 | 0 | 0 | 0 | 40 | 80.0194 | 84.1427 | ≤5% | ≤1 m | pressure_indicators_2022_2025_all_scenarios.xlsx
2022 | 20 | GIR50_ISW_EF_L | 286 | 391 | 0 | 0 | 1 | 0 | 0 | 0 | 0 | 0 | 0 | 40 | 79.4909 | 82.4378 | ≤5% | ≤1 m | pressure_indicators_2022_2025_all_scenarios.xlsx
2022 | 20 | GIR50_ISW_EF_L | 290 | 378 | 0 | 0 | 1 | 0 | 0 | 0 | 0 | 0 | 0 | 40 | 84.3297 | 86.7416 | ≤5% | ≤1 m | pressure_indicators_2022_2025_all_scenarios.xlsx
2022 | 20 | GIR50_ISW_EF_L | 294 | 384 | 0 | 0 | 1 | 0 | 0 | 0 | 0 | 0 | 0 | 40 | 82.584 | 84.4003 | ≤5% | ≤1 m | pressure_indicators_2022_2025_all_scenarios.xlsx
2022 | 20 | GIR50_ISW_EF_L | 302 | 375 | 0 | 0 | 1 | 0 | 0 | 0 | 0 | 0 | 0 | 40 | 82.7483 | 84.8217 | ≤5% | ≤1 m | pressure_indicators_2022_2025_all_scenarios.xlsx
2022 | 20 | GIR50_ISW_EF_L | 306 | 390 | 0 | 0 | 1 | 0 | 0 | 0 | 0 | 0 | 0 | 40 | 66.9291 | 69.1045 | ≤5% | ≤1 m | pressure_indicators_2022_2025_all_scenarios.xlsx
2022 | 20 | GIR50_ISW_EF_L | 310 | 382 | 0 | 0 | 1 | 0 | 0 | 0 | 0 | 0 | 0 | 40 | 40.8918 | 45.6633 | ≤5% | ≤1 m | pressure_indicators_2022_2025_all_scenarios.xlsx
2022 | 20 | GIR50_ISW_EF_L | 314 | 392 | 0 | 0 | 1 | 0 | 0 | 0 | 0 | 0 | 0 | 40 | 54.7245 | 60.1784 | ≤5% | ≤1 m | pressure_indicators_2022_2025_all_scenarios.xlsx
2022 | 20 | GIR50_ISW_EF_L | 318 | 401 | 0 | 0 | 1 | 0 | 0 | 0 | 0 | 0 | 0 | 40 | 59.7446 | 63.0864 | ≤5% | ≤1 m | pressure_indicators_2022_2025_all_scenarios.xlsx
2022 | 20 | GIR50_ISW_EF_L | 323 | 376 | 0 | 0 | 1 | 0 | 0 | 0 | 0 | 0 | 0 | 40 | 59.5172 | 63.2691 | ≤5% | ≤1 m | pressure_indicators_2022_2025_all_scenarios.xlsx
2022 | 20 | GIR50_ISW_EF_L | 327 | 390 | 0 | 0 | 1 | 0 | 0 | 0 | 0 | 0 | 0 | 40 | 58.7809 | 62.2205 | ≤5% | ≤1 m | pressure_indicators_2022_2025_all_scenarios.xlsx
2022 | 20 | GIR50_ISW_EF_L | 331 | 392 | 0 | 0 | 1 | 0 | 0 | 0 | 0 | 0 | 0 | 40 | 55.1499 | 63.4765 | ≤5% | ≤1 m | pressure_indicators_2022_2025_all_scenarios.xlsx
2022 | 20 | GIR50_ISW_EF_L | 333 | 357 | 0 | 0 | 1 | 0 | 0 | 0 | 0 | 0 | 0 | 40 | 58.2578 | 67.0052 | ≤5% | ≤1 m | pressure_indicators_2022_2025_all_scenarios.xlsx
2022 | 20 | GIR50_ISW_EF_L | 338 | 391 | 0 | 0 | 1 | 0 | 0 | 0 | 0 | 0 | 0 | 40 | 60.5609 | 68.7836 | ≤5% | ≤1 m | pressure_indicators_2022_2025_all_scenarios.xlsx
2022 | 20 | GIR50_ISW_EF_L | 342 | 382 | 0 | 0 | 1 | 0 | 0 | 0 | 0 | 0 | 0 | 40 | 63.5143 | 69.1061 | ≤5% | ≤1 m | pressure_indicators_2022_2025_all_scenarios.xlsx
2022 | 20 | GIR50_ISW_EF_L | 346 | 374 | 0 | 0 | 1 | 0 | 0 | 0 | 0 | 0 | 0 | 40 | 56.051 | 58.9396 | ≤5% | ≤1 m | pressure_indicators_2022_2025_all_scenarios.xlsx
2022 | 20 | GIR50_ISW_EF_L | 350 | 411 | 0 | 0 | 1 | 0 | 0 | 0 | 0 | 0 | 0 | 40 | 58.0057 | 63.4018 | ≤5% | ≤1 m | pressure_indicators_2022_2025_all_scenarios.xlsx
2022 | 20 | GIR50_ISW_EF_L | 360 | 403 | 0 | 0 | 1 | 0 | 0 | 0 | 0 | 0 | 0 | 40 | 60.8798 | 66.3442 | ≤5% | ≤1 m | pressure_indicators_2022_2025_all_scenarios.xlsx
2022 | 20 | GIR50_ISW_EF_L | 364 | 387 | 0 | 0 | 1 | 0 | 0 | 0 | 0 | 0 | 0 | 40 | 68.7887 | 72.3714 | ≤5% | ≤1 m | pressure_indicators_2022_2025_all_scenarios.xlsx
2022 | 20 | GIR50_ISW_EF_L | 372 | 358 | 0 | 0 | 1 | 0 | 0 | 0 | 0 | 0 | 0 | 40 | 70.0176 | 71.8074 | ≤5% | ≤1 m | pressure_indicators_2022_2025_all_scenarios.xlsx
2022 | 20 | GIR50_ISW_EF_L | 381 | 390 | 0 | 0 | 1 | 0 | 0 | 0 | 0 | 0 | 0 | 40 | 62.0651 | 63.5517 | ≤5% | ≤1 m | pressure_indicators_2022_2025_all_scenarios.xlsx
2022 | 20 | GIR50_ISW_EF_L | 385 | 386 | 0 | 0 | 1 | 0 | 0 | 0 | 0 | 0 | 0 | 40 | 49.9071 | 52.7505 | ≤5% | ≤1 m | pressure_indicators_2022_2025_all_scenarios.xlsx
2022 | 20 | GIR50_ISW_EF_L | 389 | 389 | 0 | 0 | 1 | 0 | 0 | 0 | 0 | 0 | 0 | 40 | 51.2862 | 52.6421 | ≤5% | ≤1 m | pressure_indicators_2022_2025_all_scenarios.xlsx
2022 | 20 | GIR50_ISW_EF_L | 393 | 392 | 0 | 0 | 1 | 0 | 0 | 0 | 0 | 0 | 0 | 40 | 50.5987 | 53.0985 | ≤5% | ≤1 m | pressure_indicators_2022_2025_all_scenarios.xlsx
2022 | 20 | GIR50_ISW_EF_L | 397 | 377 | 0 | 0 | 1 | 0 | 0 | 0 | 0 | 0 | 0 | 40 | 64.5397 | 66.4867 | ≤5% | ≤1 m | pressure_indicators_2022_2025_all_scenarios.xlsx
2022 | 20 | GIR50_ISW_EF_L | 401 | 382 | 0 | 0 | 1 | 0 | 0 | 0 | 0 | 0 | 0 | 40 | 72.2305 | 74.0981 | ≤5% | ≤1 m | pressure_indicators_2022_2025_all_scenarios.xlsx
2022 | 20 | GIR50_ISW_EF_L | 405 | 375 | 0 | 0 | 1 | 0 | 0 | 0 | 0 | 0 | 0 | 40 | 62.7789 | 65.0025 | ≤5% | ≤1 m | pressure_indicators_2022_2025_all_scenarios.xlsx
2022 | 20 | GIR50_ISW_EF_L | 409 | 378 | 0 | 0 | 1 | 0 | 0 | 0 | 0 | 0 | 0 | 40 | 63.7167 | 65.9797 | ≤5% | ≤1 m | pressure_indicators_2022_2025_all_scenarios.xlsx
2022 | 20 | GIR50_ISW_EF_L | 414 | 403 | 0 | 0 | 1 | 0 | 0 | 0 | 0 | 0 | 0 | 40 | 49.5762 | 52.1805 | ≤5% | ≤1 m | pressure_indicators_2022_2025_all_scenarios.xlsx
2022 | 20 | GIR50_ISW_EF_L | 419 | 379 | 0 | 0 | 1 | 0 | 0 | 0 | 0 | 0 | 0 | 40 | 57.8673 | 60.6132 | ≤5% | ≤1 m | pressure_indicators_2022_2025_all_scenarios.xlsx
2022 | 20 | GIR50_ISW_EF_L | 423 | 403 | 0 | 0 | 1 | 0 | 0 | 0 | 0 | 0 | 0 | 40 | 59.7624 | 62.539 | ≤5% | ≤1 m | pressure_indicators_2022_2025_all_scenarios.xlsx
2022 | 20 | GIR50_ISW_EF_L | 428 | 371 | 0 | 0 | 1 | 0 | 0 | 0 | 0 | 0 | 0 | 40 | 61.1863 | 64.0892 | ≤5% | ≤1 m | pressure_indicators_2022_2025_all_scenarios.xlsx
2022 | 20 | GIR50_ISW_EF_L | 434 | 390 | 0 | 0 | 1 | 0 | 0 | 0 | 0 | 0 | 0 | 40 | 61.3419 | 64.2174 | ≤5% | ≤1 m | pressure_indicators_2022_2025_all_scenarios.xlsx
2022 | 20 | GIR50_ISW_EF_L | 438 | 373 | 0 | 0 | 1 | 0 | 0 | 0 | 0 | 0 | 0 | 40 | 61.1807 | 63.8076 | ≤5% | ≤1 m | pressure_indicators_2022_2025_all_scenarios.xlsx
2022 | 20 | GIR50_ISW_EF_L | 508 | 396 | 0 | 0 | 1 | 0 | 0 | 0 | 0 | 0 | 0 | 40 | 55.5984 | 61.5443 | ≤5% | ≤1 m | pressure_indicators_2022_2025_all_scenarios.xlsx
2022 | 20 | GIR50_ISW_EF_L | 510 | 378 | 0 | 0 | 1 | 0 | 0 | 0 | 0 | 0 | 0 | 40 | 46.3176 | 52.7382 | ≤5% | ≤1 m | pressure_indicators_2022_2025_all_scenarios.xlsx
2022 | 20 | GIR50_ISW_EF_L | 512 | 400 | 0 | 0 | 1 | 0 | 0 | 0 | 0 | 0 | 0 | 40 | 52.3362 | 58.6634 | ≤5% | ≤1 m | pressure_indicators_2022_2025_all_scenarios.xlsx
2022 | 20 | GIR50_ISW_EF_L | 514 | 406 | 0 | 0 | 1 | 0 | 0 | 0 | 0 | 0 | 0 | 40 | 51.9333 | 58.2087 | ≤5% | ≤1 m | pressure_indicators_2022_2025_all_scenarios.xlsx
2022 | 20 | GIR50_ISW_EF_L | 516 | 370 | 0 | 0 | 1 | 0 | 0 | 0 | 0 | 0 | 0 | 40 | 50.6684 | 56.7698 | ≤5% | ≤1 m | pressure_indicators_2022_2025_all_scenarios.xlsx
2022 | 20 | GIR50_ISW_EF_L | 518 | 365 | 0 | 0 | 1 | 0 | 0 | 0 | 0 | 0 | 0 | 40 | 51.2764 | 57.4491 | ≤5% | ≤1 m | pressure_indicators_2022_2025_all_scenarios.xlsx
2022 | 20 | GIR50_ISW_EF_L | 520 | 395 | 0 | 0 | 1 | 0 | 0 | 0 | 0 | 0 | 0 | 40 | 49.2995 | 55.6834 | ≤5% | ≤1 m | pressure_indicators_2022_2025_all_scenarios.xlsx
2022 | 20 | GIR50_ISW_EF_L | 522 | 373 | 0 | 0 | 1 | 0 | 0 | 0 | 0 | 0 | 0 | 40 | 46.7829 | 52.3302 | ≤5% | ≤1 m | pressure_indicators_2022_2025_all_scenarios.xlsx
2022 | 20 | GIR50_ISW_EF_L | 524 | 370 | 0 | 0 | 1 | 0 | 0 | 0 | 0 | 0 | 0 | 40 | 44.4509 | 50.7463 | ≤5% | ≤1 m | pressure_indicators_2022_2025_all_scenarios.xlsx
2022 | 20 | GIR50_ISW_EF_L | 526 | 400 | 0 | 0 | 1 | 0 | 0 | 0 | 0 | 0 | 0 | 40 | 46.8987 | 53.4333 | ≤5% | ≤1 m | pressure_indicators_2022_2025_all_scenarios.xlsx
2022 | 20 | GIR50_ISW_EF_L | 528 | 402 | 0 | 0 | 1 | 0 | 0 | 0 | 0 | 0 | 0 | 40 | 48.9904 | 55.4983 | ≤5% | ≤1 m | pressure_indicators_2022_2025_all_scenarios.xlsx
2022 | 20 | GIR50_ISW_EF_L | 530 | 373 | 0 | 0 | 1 | 0 | 0 | 0 | 0 | 0 | 0 | 40 | 50.1752 | 56.1398 | ≤5% | ≤1 m | pressure_indicators_2022_2025_all_scenarios.xlsx
2022 | 20 | GIR50_ISW_EF_L | 532 | 387 | 0 | 0 | 1 | 0 | 0 | 0 | 0 | 0 | 0 | 40 | 48.7908 | 55.0295 | ≤5% | ≤1 m | pressure_indicators_2022_2025_all_scenarios.xlsx
2022 | 20 | GIR50_ISW_EF_L | 534 | 379 | 0 | 0 | 1 | 0 | 0 | 0 | 0 | 0 | 0 | 40 | 42.7252 | 48.6729 | ≤5% | ≤1 m | pressure_indicators_2022_2025_all_scenarios.xlsx
2022 | 20 | GIR50_ISW_EF_L | 536 | 394 | 0 | 0 | 1 | 0 | 0 | 0 | 0 | 0 | 0 | 40 | 43.5074 | 49.9615 | ≤5% | ≤1 m | pressure_indicators_2022_2025_all_scenarios.xlsx
2022 | 20 | GIR50_ISW_EF_L | 538 | 387 | 0 | 0 | 1 | 0 | 0 | 0 | 0 | 0 | 0 | 40 | 41.1538 | 47.6684 | ≤5% | ≤1 m | pressure_indicators_2022_2025_all_scenarios.xlsx
2022 | 20 | GIR50_ISW_EF_L | 540 | 397 | 0 | 0 | 1 | 0 | 0 | 0 | 0 | 0 | 0 | 40 | 43.1858 | 49.4568 | ≤5% | ≤1 m | pressure_indicators_2022_2025_all_scenarios.xlsx
2022 | 20 | GIR50_ISW_EF_L | 542 | 404 | 0 | 0 | 1 | 0 | 0 | 0 | 0 | 0 | 0 | 40 | 41.0484 | 47.6552 | ≤5% | ≤1 m | pressure_indicators_2022_2025_all_scenarios.xlsx
2022 | 20 | GIR50_ISW_EF_L | 544 | 360 | 0 | 0 | 1 | 0 | 0 | 0 | 0 | 0 | 0 | 40 | 50.1503 | 56.6655 | ≤5% | ≤1 m | pressure_indicators_2022_2025_all_scenarios.xlsx
2022 | 20 | GIR50_ISW_EF_L | 546 | 410 | 0 | 0 | 1 | 0 | 0 | 0 | 0 | 0 | 0 | 40 | 51.2146 | 57.5653 | ≤5% | ≤1 m | pressure_indicators_2022_2025_all_scenarios.xlsx
2022 | 20 | GIR50_ISW_EF_L | 548 | 405 | 0 | 0 | 1 | 0 | 0 | 0 | 0 | 0 | 0 | 40 | 51.095 | 57.147 | ≤5% | ≤1 m | pressure_indicators_2022_2025_all_scenarios.xlsx
2022 | 20 | GIR50_ISW_EF_L | 550 | 380 | 0 | 0 | 1 | 0 | 0 | 0 | 0 | 0 | 0 | 40 | 62.6858 | 69.1635 | ≤5% | ≤1 m | pressure_indicators_2022_2025_all_scenarios.xlsx
2022 | 20 | GIR50_ISW_EF_L | 552 | 351 | 0 | 0 | 1 | 0 | 0 | 0 | 0 | 0 | 0 | 40 | 51.2759 | 57.2388 | ≤5% | ≤1 m | pressure_indicators_2022_2025_all_scenarios.xlsx
2022 | 20 | GIR50_ISW_EF_L | 554 | 371 | 0 | 0 | 1 | 0 | 0 | 0 | 0 | 0 | 0 | 40 | 42.3641 | 48.1396 | ≤5% | ≤1 m | pressure_indicators_2022_2025_all_scenarios.xlsx
2022 | 20 | GIR50_ISW_EF_L | 556 | 364 | 2 | 0.0054945 | 0.99451 | 0.001849 | 0.33652 | 0.64099 | 4.6226e-05 | 0.0084131 | 0.01298 | 40 | 39.359 | 45.9765 | ≤5% | ≤1 m | pressure_indicators_2022_2025_all_scenarios.xlsx
2022 | 20 | GIR50_ISW_EF_L | 558 | 383 | 302 | 0.78851 | 0.21149 | 2.2782 | 2.8893 | 8.6663 | 0.056956 | 0.072232 | 0.10926 | 40 | 31.3337 | 37.8958 | >20% | 1–3 m | pressure_indicators_2022_2025_all_scenarios.xlsx
2022 | 20 | GIR50_ISW_EF_L | 562 | 393 | 0 | 0 | 1 | 0 | 0 | 0 | 0 | 0 | 0 | 40 | 43.6954 | 49.9764 | ≤5% | ≤1 m | pressure_indicators_2022_2025_all_scenarios.xlsx
2022 | 20 | GIR50_ISW_EF_L | 571 | 380 | 0 | 0 | 1 | 0 | 0 | 0 | 0 | 0 | 0 | 40 | 77.3692 | 79.0512 | ≤5% | ≤1 m | pressure_indicators_2022_2025_all_scenarios.xlsx
2022 | 20 | GIR50_ISW_EF_L | 580 | 364 | 0 | 0 | 1 | 0 | 0 | 0 | 0 | 0 | 0 | 40 | 63.6918 | 66.674 | ≤5% | ≤1 m | pressure_indicators_2022_2025_all_scenarios.xlsx
2022 | 20 | GIR50_ISW_EF_L | 593 | 380 | 0 | 0 | 1 | 0 | 0 | 0 | 0 | 0 | 0 | 40 | 43.1713 | 45.5539 | ≤5% | ≤1 m | pressure_indicators_2022_2025_all_scenarios.xlsx
2022 | 20 | GIR50_ISW_EF_L | 595 | 375 | 0 | 0 | 1 | 0 | 0 | 0 | 0 | 0 | 0 | 40 | 43.9071 | 45.5655 | ≤5% | ≤1 m | pressure_indicators_2022_2025_all_scenarios.xlsx
2022 | 20 | GIR50_ISW_EF_L | 597 | 396 | 0 | 0 | 1 | 0 | 0 | 0 | 0 | 0 | 0 | 40 | 72.4185 | 74.579 | ≤5% | ≤1 m | pressure_indicators_2022_2025_all_scenarios.xlsx
2022 | 20 | GIR50_ISW_EF_L | 599 | 379 | 0 | 0 | 1 | 0 | 0 | 0 | 0 | 0 | 0 | 40 | 72.809 | 74.8721 | ≤5% | ≤1 m | pressure_indicators_2022_2025_all_scenarios.xlsx
2022 | 30 | GIR90_ISW_EF_H | 135 | 389 | 0 | 0 | 1 | 0 | 0 | 0 | 0 | 0 | 0 | 40 | 73.5456 | 73.7221 | ≤5% | ≤1 m | pressure_indicators_2022_2025_all_scenarios.xlsx
2022 | 30 | GIR90_ISW_EF_H | 139 | 402 | 0 | 0 | 1 | 0 | 0 | 0 | 0 | 0 | 0 | 40 | 68.6691 | 68.9663 | ≤5% | ≤1 m | pressure_indicators_2022_2025_all_scenarios.xlsx
2022 | 30 | GIR90_ISW_EF_H | 145 | 394 | 0 | 0 | 1 | 0 | 0 | 0 | 0 | 0 | 0 | 40 | 62.9912 | 72.3547 | ≤5% | ≤1 m | pressure_indicators_2022_2025_all_scenarios.xlsx
2022 | 30 | GIR90_ISW_EF_H | 149 | 382 | 0 | 0 | 1 | 0 | 0 | 0 | 0 | 0 | 0 | 40 | 48.0911 | 57.2026 | ≤5% | ≤1 m | pressure_indicators_2022_2025_all_scenarios.xlsx
2022 | 30 | GIR90_ISW_EF_H | 153 | 381 | 0 | 0 | 1 | 0 | 0 | 0 | 0 | 0 | 0 | 40 | 53.2853 | 62.2273 | ≤5% | ≤1 m | pressure_indicators_2022_2025_all_scenarios.xlsx
2022 | 30 | GIR90_ISW_EF_H | 161 | 383 | 0 | 0 | 1 | 0 | 0 | 0 | 0 | 0 | 0 | 40 | 69.5396 | 77.5272 | ≤5% | ≤1 m | pressure_indicators_2022_2025_all_scenarios.xlsx
2022 | 30 | GIR90_ISW_EF_H | 165 | 361 | 0 | 0 | 1 | 0 | 0 | 0 | 0 | 0 | 0 | 40 | 76.9128 | 83.8229 | ≤5% | ≤1 m | pressure_indicators_2022_2025_all_scenarios.xlsx
2022 | 30 | GIR90_ISW_EF_H | 169 | 385 | 0 | 0 | 1 | 0 | 0 | 0 | 0 | 0 | 0 | 40 | 79.1571 | 84.7508 | ≤5% | ≤1 m | pressure_indicators_2022_2025_all_scenarios.xlsx
2022 | 30 | GIR90_ISW_EF_H | 173 | 403 | 0 | 0 | 1 | 0 | 0 | 0 | 0 | 0 | 0 | 40 | 75.1302 | 81.9932 | ≤5% | ≤1 m | pressure_indicators_2022_2025_all_scenarios.xlsx
2022 | 30 | GIR90_ISW_EF_H | 177 | 365 | 0 | 0 | 1 | 0 | 0 | 0 | 0 | 0 | 0 | 40 | 48.4758 | 58.0832 | ≤5% | ≤1 m | pressure_indicators_2022_2025_all_scenarios.xlsx
2022 | 30 | GIR90_ISW_EF_H | 181 | 382 | 0 | 0 | 1 | 0 | 0 | 0 | 0 | 0 | 0 | 40 | 73.8717 | 80.0582 | ≤5% | ≤1 m | pressure_indicators_2022_2025_all_scenarios.xlsx
2022 | 30 | GIR90_ISW_EF_H | 189 | 404 | 0 | 0 | 1 | 0 | 0 | 0 | 0 | 0 | 0 | 40 | 67.6173 | 73.4926 | ≤5% | ≤1 m | pressure_indicators_2022_2025_all_scenarios.xlsx
2022 | 30 | GIR90_ISW_EF_H | 193 | 390 | 0 | 0 | 1 | 0 | 0 | 0 | 0 | 0 | 0 | 40 | 59.0358 | 68.0817 | ≤5% | ≤1 m | pressure_indicators_2022_2025_all_scenarios.xlsx
2022 | 30 | GIR90_ISW_EF_H | 207 | 380 | 0 | 0 | 1 | 0 | 0 | 0 | 0 | 0 | 0 | 40 | 62.5225 | 64.0032 | ≤5% | ≤1 m | pressure_indicators_2022_2025_all_scenarios.xlsx
2022 | 30 | GIR90_ISW_EF_H | 211 | 390 | 0 | 0 | 1 | 0 | 0 | 0 | 0 | 0 | 0 | 40 | 52.39 | 57.655 | ≤5% | ≤1 m | pressure_indicators_2022_2025_all_scenarios.xlsx
2022 | 30 | GIR90_ISW_EF_H | 216 | 380 | 0 | 0 | 1 | 0 | 0 | 0 | 0 | 0 | 0 | 40 | 63.1793 | 64.6252 | ≤5% | ≤1 m | pressure_indicators_2022_2025_all_scenarios.xlsx
2022 | 30 | GIR90_ISW_EF_H | 220 | 405 | 0 | 0 | 1 | 0 | 0 | 0 | 0 | 0 | 0 | 40 | 60.0353 | 65.624 | ≤5% | ≤1 m | pressure_indicators_2022_2025_all_scenarios.xlsx
2022 | 30 | GIR90_ISW_EF_H | 224 | 385 | 0 | 0 | 1 | 0 | 0 | 0 | 0 | 0 | 0 | 40 | 63.5743 | 67.2942 | ≤5% | ≤1 m | pressure_indicators_2022_2025_all_scenarios.xlsx
2022 | 30 | GIR90_ISW_EF_H | 228 | 376 | 0 | 0 | 1 | 0 | 0 | 0 | 0 | 0 | 0 | 40 | 68.0582 | 71.5559 | ≤5% | ≤1 m | pressure_indicators_2022_2025_all_scenarios.xlsx
2022 | 30 | GIR90_ISW_EF_H | 232 | 412 | 0 | 0 | 1 | 0 | 0 | 0 | 0 | 0 | 0 | 40 | 82.4144 | 83.3277 | ≤5% | ≤1 m | pressure_indicators_2022_2025_all_scenarios.xlsx
2022 | 30 | GIR90_ISW_EF_H | 234 | 392 | 0 | 0 | 1 | 0 | 0 | 0 | 0 | 0 | 0 | 40 | 45.0319 | 46.4132 | ≤5% | ≤1 m | pressure_indicators_2022_2025_all_scenarios.xlsx
2022 | 30 | GIR90_ISW_EF_H | 238 | 368 | 0 | 0 | 1 | 0 | 0 | 0 | 0 | 0 | 0 | 40 | 65.4627 | 67.6614 | ≤5% | ≤1 m | pressure_indicators_2022_2025_all_scenarios.xlsx
2022 | 30 | GIR90_ISW_EF_H | 243 | 402 | 0 | 0 | 1 | 0 | 0 | 0 | 0 | 0 | 0 | 40 | 61.6127 | 62.6463 | ≤5% | ≤1 m | pressure_indicators_2022_2025_all_scenarios.xlsx
2022 | 30 | GIR90_ISW_EF_H | 248 | 371 | 0 | 0 | 1 | 0 | 0 | 0 | 0 | 0 | 0 | 40 | 68.505 | 68.8897 | ≤5% | ≤1 m | pressure_indicators_2022_2025_all_scenarios.xlsx
2022 | 30 | GIR90_ISW_EF_H | 253 | 383 | 0 | 0 | 1 | 0 | 0 | 0 | 0 | 0 | 0 | 40 | 75.9036 | 76.444 | ≤5% | ≤1 m | pressure_indicators_2022_2025_all_scenarios.xlsx
2022 | 30 | GIR90_ISW_EF_H | 266 | 387 | 0 | 0 | 1 | 0 | 0 | 0 | 0 | 0 | 0 | 40 | 79.1557 | 80.3086 | ≤5% | ≤1 m | pressure_indicators_2022_2025_all_scenarios.xlsx
2022 | 30 | GIR90_ISW_EF_H | 270 | 380 | 0 | 0 | 1 | 0 | 0 | 0 | 0 | 0 | 0 | 40 | 58.9475 | 60.5187 | ≤5% | ≤1 m | pressure_indicators_2022_2025_all_scenarios.xlsx
2022 | 30 | GIR90_ISW_EF_H | 274 | 382 | 0 | 0 | 1 | 0 | 0 | 0 | 0 | 0 | 0 | 40 | 72.9236 | 74.398 | ≤5% | ≤1 m | pressure_indicators_2022_2025_all_scenarios.xlsx
2022 | 30 | GIR90_ISW_EF_H | 278 | 385 | 0 | 0 | 1 | 0 | 0 | 0 | 0 | 0 | 0 | 40 | 52.2683 | 54.068 | ≤5% | ≤1 m | pressure_indicators_2022_2025_all_scenarios.xlsx
2022 | 30 | GIR90_ISW_EF_H | 282 | 373 | 0 | 0 | 1 | 0 | 0 | 0 | 0 | 0 | 0 | 40 | 79.9058 | 84.0559 | ≤5% | ≤1 m | pressure_indicators_2022_2025_all_scenarios.xlsx
2022 | 30 | GIR90_ISW_EF_H | 286 | 381 | 0 | 0 | 1 | 0 | 0 | 0 | 0 | 0 | 0 | 40 | 79.3773 | 82.3564 | ≤5% | ≤1 m | pressure_indicators_2022_2025_all_scenarios.xlsx
2022 | 30 | GIR90_ISW_EF_H | 290 | 370 | 0 | 0 | 1 | 0 | 0 | 0 | 0 | 0 | 0 | 40 | 84.2161 | 86.8315 | ≤5% | ≤1 m | pressure_indicators_2022_2025_all_scenarios.xlsx
2022 | 30 | GIR90_ISW_EF_H | 294 | 380 | 0 | 0 | 1 | 0 | 0 | 0 | 0 | 0 | 0 | 40 | 82.4704 | 84.3965 | ≤5% | ≤1 m | pressure_indicators_2022_2025_all_scenarios.xlsx
2022 | 30 | GIR90_ISW_EF_H | 302 | 378 | 0 | 0 | 1 | 0 | 0 | 0 | 0 | 0 | 0 | 40 | 83.2415 | 84.8763 | ≤5% | ≤1 m | pressure_indicators_2022_2025_all_scenarios.xlsx
2022 | 30 | GIR90_ISW_EF_H | 306 | 384 | 0 | 0 | 1 | 0 | 0 | 0 | 0 | 0 | 0 | 40 | 67.4222 | 69.1787 | ≤5% | ≤1 m | pressure_indicators_2022_2025_all_scenarios.xlsx
2022 | 30 | GIR90_ISW_EF_H | 310 | 381 | 1 | 0.0026247 | 0.99738 | 0.00084679 | 0.32263 | 0.32263 | 2.117e-05 | 0.0080657 | 0.0080657 | 40 | 39.6774 | 45.7217 | ≤5% | ≤1 m | pressure_indicators_2022_2025_all_scenarios.xlsx
2022 | 30 | GIR90_ISW_EF_H | 314 | 364 | 0 | 0 | 1 | 0 | 0 | 0 | 0 | 0 | 0 | 40 | 53.51 | 60.1779 | ≤5% | ≤1 m | pressure_indicators_2022_2025_all_scenarios.xlsx
2022 | 30 | GIR90_ISW_EF_H | 318 | 394 | 0 | 0 | 1 | 0 | 0 | 0 | 0 | 0 | 0 | 40 | 58.5357 | 63.1877 | ≤5% | ≤1 m | pressure_indicators_2022_2025_all_scenarios.xlsx
2022 | 30 | GIR90_ISW_EF_H | 323 | 416 | 0 | 0 | 1 | 0 | 0 | 0 | 0 | 0 | 0 | 40 | 59.7844 | 63.2728 | ≤5% | ≤1 m | pressure_indicators_2022_2025_all_scenarios.xlsx
2022 | 30 | GIR90_ISW_EF_H | 327 | 397 | 0 | 0 | 1 | 0 | 0 | 0 | 0 | 0 | 0 | 40 | 57.7816 | 62.3031 | ≤5% | ≤1 m | pressure_indicators_2022_2025_all_scenarios.xlsx
2022 | 30 | GIR90_ISW_EF_H | 331 | 375 | 0 | 0 | 1 | 0 | 0 | 0 | 0 | 0 | 0 | 40 | 54.9714 | 63.4864 | ≤5% | ≤1 m | pressure_indicators_2022_2025_all_scenarios.xlsx
2022 | 30 | GIR90_ISW_EF_H | 333 | 389 | 0 | 0 | 1 | 0 | 0 | 0 | 0 | 0 | 0 | 40 | 58.0793 | 67.1428 | ≤5% | ≤1 m | pressure_indicators_2022_2025_all_scenarios.xlsx
2022 | 30 | GIR90_ISW_EF_H | 338 | 369 | 0 | 0 | 1 | 0 | 0 | 0 | 0 | 0 | 0 | 40 | 60.3824 | 68.7475 | ≤5% | ≤1 m | pressure_indicators_2022_2025_all_scenarios.xlsx
2022 | 30 | GIR90_ISW_EF_H | 342 | 378 | 0 | 0 | 1 | 0 | 0 | 0 | 0 | 0 | 0 | 40 | 63.3358 | 69.2767 | ≤5% | ≤1 m | pressure_indicators_2022_2025_all_scenarios.xlsx
2022 | 30 | GIR90_ISW_EF_H | 346 | 381 | 0 | 0 | 1 | 0 | 0 | 0 | 0 | 0 | 0 | 40 | 55.9645 | 58.9276 | ≤5% | ≤1 m | pressure_indicators_2022_2025_all_scenarios.xlsx
2022 | 30 | GIR90_ISW_EF_H | 350 | 368 | 0 | 0 | 1 | 0 | 0 | 0 | 0 | 0 | 0 | 40 | 58.2051 | 63.6811 | ≤5% | ≤1 m | pressure_indicators_2022_2025_all_scenarios.xlsx
2022 | 30 | GIR90_ISW_EF_H | 360 | 408 | 0 | 0 | 1 | 0 | 0 | 0 | 0 | 0 | 0 | 40 | 61.0792 | 66.5168 | ≤5% | ≤1 m | pressure_indicators_2022_2025_all_scenarios.xlsx
2022 | 30 | GIR90_ISW_EF_H | 364 | 367 | 0 | 0 | 1 | 0 | 0 | 0 | 0 | 0 | 0 | 40 | 68.9882 | 72.3959 | ≤5% | ≤1 m | pressure_indicators_2022_2025_all_scenarios.xlsx
2022 | 30 | GIR90_ISW_EF_H | 372 | 387 | 0 | 0 | 1 | 0 | 0 | 0 | 0 | 0 | 0 | 40 | 70.2075 | 71.7991 | ≤5% | ≤1 m | pressure_indicators_2022_2025_all_scenarios.xlsx
2022 | 30 | GIR90_ISW_EF_H | 381 | 389 | 0 | 0 | 1 | 0 | 0 | 0 | 0 | 0 | 0 | 40 | 62.5016 | 63.5814 | ≤5% | ≤1 m | pressure_indicators_2022_2025_all_scenarios.xlsx
2022 | 30 | GIR90_ISW_EF_H | 385 | 390 | 0 | 0 | 1 | 0 | 0 | 0 | 0 | 0 | 0 | 40 | 49.7782 | 52.7299 | ≤5% | ≤1 m | pressure_indicators_2022_2025_all_scenarios.xlsx
2022 | 30 | GIR90_ISW_EF_H | 389 | 399 | 0 | 0 | 1 | 0 | 0 | 0 | 0 | 0 | 0 | 40 | 51.1573 | 52.6713 | ≤5% | ≤1 m | pressure_indicators_2022_2025_all_scenarios.xlsx
2022 | 30 | GIR90_ISW_EF_H | 393 | 376 | 0 | 0 | 1 | 0 | 0 | 0 | 0 | 0 | 0 | 40 | 51.0657 | 53.1986 | ≤5% | ≤1 m | pressure_indicators_2022_2025_all_scenarios.xlsx
2022 | 30 | GIR90_ISW_EF_H | 397 | 387 | 0 | 0 | 1 | 0 | 0 | 0 | 0 | 0 | 0 | 40 | 65.1135 | 66.4918 | ≤5% | ≤1 m | pressure_indicators_2022_2025_all_scenarios.xlsx
2022 | 30 | GIR90_ISW_EF_H | 401 | 389 | 0 | 0 | 1 | 0 | 0 | 0 | 0 | 0 | 0 | 40 | 72.3609 | 74.1115 | ≤5% | ≤1 m | pressure_indicators_2022_2025_all_scenarios.xlsx
2022 | 30 | GIR90_ISW_EF_H | 405 | 400 | 0 | 0 | 1 | 0 | 0 | 0 | 0 | 0 | 0 | 40 | 63.3678 | 65.0268 | ≤5% | ≤1 m | pressure_indicators_2022_2025_all_scenarios.xlsx
2022 | 30 | GIR90_ISW_EF_H | 409 | 378 | 0 | 0 | 1 | 0 | 0 | 0 | 0 | 0 | 0 | 40 | 63.6016 | 65.9854 | ≤5% | ≤1 m | pressure_indicators_2022_2025_all_scenarios.xlsx
2022 | 30 | GIR90_ISW_EF_H | 414 | 388 | 0 | 0 | 1 | 0 | 0 | 0 | 0 | 0 | 0 | 40 | 49.3844 | 52.2242 | ≤5% | ≤1 m | pressure_indicators_2022_2025_all_scenarios.xlsx
2022 | 30 | GIR90_ISW_EF_H | 419 | 377 | 0 | 0 | 1 | 0 | 0 | 0 | 0 | 0 | 0 | 40 | 57.6105 | 60.6524 | ≤5% | ≤1 m | pressure_indicators_2022_2025_all_scenarios.xlsx
2022 | 30 | GIR90_ISW_EF_H | 423 | 376 | 0 | 0 | 1 | 0 | 0 | 0 | 0 | 0 | 0 | 40 | 60.2999 | 62.6419 | ≤5% | ≤1 m | pressure_indicators_2022_2025_all_scenarios.xlsx
2022 | 30 | GIR90_ISW_EF_H | 428 | 399 | 0 | 0 | 1 | 0 | 0 | 0 | 0 | 0 | 0 | 40 | 61.6983 | 64.1853 | ≤5% | ≤1 m | pressure_indicators_2022_2025_all_scenarios.xlsx
2022 | 30 | GIR90_ISW_EF_H | 434 | 394 | 0 | 0 | 1 | 0 | 0 | 0 | 0 | 0 | 0 | 40 | 60.5676 | 64.1639 | ≤5% | ≤1 m | pressure_indicators_2022_2025_all_scenarios.xlsx
2022 | 30 | GIR90_ISW_EF_H | 438 | 380 | 0 | 0 | 1 | 0 | 0 | 0 | 0 | 0 | 0 | 40 | 60.5392 | 63.8601 | ≤5% | ≤1 m | pressure_indicators_2022_2025_all_scenarios.xlsx
2022 | 30 | GIR90_ISW_EF_H | 508 | 380 | 0 | 0 | 1 | 0 | 0 | 0 | 0 | 0 | 0 | 40 | 53.0265 | 61.5459 | ≤5% | ≤1 m | pressure_indicators_2022_2025_all_scenarios.xlsx
2022 | 30 | GIR90_ISW_EF_H | 510 | 389 | 0 | 0 | 1 | 0 | 0 | 0 | 0 | 0 | 0 | 40 | 46.5918 | 52.7402 | ≤5% | ≤1 m | pressure_indicators_2022_2025_all_scenarios.xlsx
2022 | 30 | GIR90_ISW_EF_H | 512 | 372 | 0 | 0 | 1 | 0 | 0 | 0 | 0 | 0 | 0 | 40 | 51.3247 | 58.7876 | ≤5% | ≤1 m | pressure_indicators_2022_2025_all_scenarios.xlsx
2022 | 30 | GIR90_ISW_EF_H | 514 | 369 | 0 | 0 | 1 | 0 | 0 | 0 | 0 | 0 | 0 | 40 | 50.8882 | 58.4285 | ≤5% | ≤1 m | pressure_indicators_2022_2025_all_scenarios.xlsx
2022 | 30 | GIR90_ISW_EF_H | 516 | 376 | 0 | 0 | 1 | 0 | 0 | 0 | 0 | 0 | 0 | 40 | 48.9549 | 56.7811 | ≤5% | ≤1 m | pressure_indicators_2022_2025_all_scenarios.xlsx
2022 | 30 | GIR90_ISW_EF_H | 518 | 376 | 0 | 0 | 1 | 0 | 0 | 0 | 0 | 0 | 0 | 40 | 49.3712 | 57.3653 | ≤5% | ≤1 m | pressure_indicators_2022_2025_all_scenarios.xlsx
2022 | 30 | GIR90_ISW_EF_H | 520 | 388 | 0 | 0 | 1 | 0 | 0 | 0 | 0 | 0 | 0 | 40 | 47.6392 | 55.8689 | ≤5% | ≤1 m | pressure_indicators_2022_2025_all_scenarios.xlsx
2022 | 30 | GIR90_ISW_EF_H | 522 | 390 | 0 | 0 | 1 | 0 | 0 | 0 | 0 | 0 | 0 | 40 | 44.3797 | 52.486 | ≤5% | ≤1 m | pressure_indicators_2022_2025_all_scenarios.xlsx
2022 | 30 | GIR90_ISW_EF_H | 524 | 397 | 0 | 0 | 1 | 0 | 0 | 0 | 0 | 0 | 0 | 40 | 42.1381 | 50.8448 | ≤5% | ≤1 m | pressure_indicators_2022_2025_all_scenarios.xlsx
2022 | 30 | GIR90_ISW_EF_H | 526 | 396 | 0 | 0 | 1 | 0 | 0 | 0 | 0 | 0 | 0 | 40 | 45.5455 | 53.265 | ≤5% | ≤1 m | pressure_indicators_2022_2025_all_scenarios.xlsx
2022 | 30 | GIR90_ISW_EF_H | 528 | 385 | 0 | 0 | 1 | 0 | 0 | 0 | 0 | 0 | 0 | 40 | 47.4482 | 55.6617 | ≤5% | ≤1 m | pressure_indicators_2022_2025_all_scenarios.xlsx
2022 | 30 | GIR90_ISW_EF_H | 530 | 391 | 0 | 0 | 1 | 0 | 0 | 0 | 0 | 0 | 0 | 40 | 47.9794 | 56.4009 | ≤5% | ≤1 m | pressure_indicators_2022_2025_all_scenarios.xlsx
2022 | 30 | GIR90_ISW_EF_H | 532 | 389 | 0 | 0 | 1 | 0 | 0 | 0 | 0 | 0 | 0 | 40 | 46.2701 | 54.9795 | ≤5% | ≤1 m | pressure_indicators_2022_2025_all_scenarios.xlsx
2022 | 30 | GIR90_ISW_EF_H | 534 | 365 | 0 | 0 | 1 | 0 | 0 | 0 | 0 | 0 | 0 | 40 | 40.3227 | 48.5457 | ≤5% | ≤1 m | pressure_indicators_2022_2025_all_scenarios.xlsx
2022 | 30 | GIR90_ISW_EF_H | 536 | 388 | 0 | 0 | 1 | 0 | 0 | 0 | 0 | 0 | 0 | 40 | 41.1218 | 50.0232 | ≤5% | ≤1 m | pressure_indicators_2022_2025_all_scenarios.xlsx
2022 | 30 | GIR90_ISW_EF_H | 538 | 381 | 2 | 0.0052493 | 0.99475 | 0.0026438 | 0.50365 | 0.67856 | 6.6096e-05 | 0.012591 | 0.015215 | 40 | 39.3214 | 47.7017 | ≤5% | ≤1 m | pressure_indicators_2022_2025_all_scenarios.xlsx
2022 | 30 | GIR90_ISW_EF_H | 540 | 391 | 0 | 0 | 1 | 0 | 0 | 0 | 0 | 0 | 0 | 40 | 41.2042 | 49.565 | ≤5% | ≤1 m | pressure_indicators_2022_2025_all_scenarios.xlsx
2022 | 30 | GIR90_ISW_EF_H | 542 | 405 | 0 | 0 | 1 | 0 | 0 | 0 | 0 | 0 | 0 | 40 | 40.6559 | 47.7674 | ≤5% | ≤1 m | pressure_indicators_2022_2025_all_scenarios.xlsx
2022 | 30 | GIR90_ISW_EF_H | 544 | 395 | 0 | 0 | 1 | 0 | 0 | 0 | 0 | 0 | 0 | 40 | 48.0492 | 56.8061 | ≤5% | ≤1 m | pressure_indicators_2022_2025_all_scenarios.xlsx
2022 | 30 | GIR90_ISW_EF_H | 546 | 387 | 0 | 0 | 1 | 0 | 0 | 0 | 0 | 0 | 0 | 40 | 48.927 | 57.548 | ≤5% | ≤1 m | pressure_indicators_2022_2025_all_scenarios.xlsx
2022 | 30 | GIR90_ISW_EF_H | 548 | 395 | 0 | 0 | 1 | 0 | 0 | 0 | 0 | 0 | 0 | 40 | 48.7767 | 57.1175 | ≤5% | ≤1 m | pressure_indicators_2022_2025_all_scenarios.xlsx
2022 | 30 | GIR90_ISW_EF_H | 550 | 387 | 0 | 0 | 1 | 0 | 0 | 0 | 0 | 0 | 0 | 40 | 60.3732 | 69.0411 | ≤5% | ≤1 m | pressure_indicators_2022_2025_all_scenarios.xlsx
2022 | 30 | GIR90_ISW_EF_H | 552 | 372 | 0 | 0 | 1 | 0 | 0 | 0 | 0 | 0 | 0 | 40 | 48.6113 | 57.1182 | ≤5% | ≤1 m | pressure_indicators_2022_2025_all_scenarios.xlsx
2022 | 30 | GIR90_ISW_EF_H | 554 | 400 | 0 | 0 | 1 | 0 | 0 | 0 | 0 | 0 | 0 | 40 | 40.4194 | 48.1947 | ≤5% | ≤1 m | pressure_indicators_2022_2025_all_scenarios.xlsx
2022 | 30 | GIR90_ISW_EF_H | 556 | 382 | 5 | 0.013089 | 0.98691 | 0.022686 | 1.7332 | 2.9535 | 0.00056714 | 0.04333 | 0.064742 | 40 | 37.0465 | 45.9921 | ≤5% | 1–3 m | pressure_indicators_2022_2025_all_scenarios.xlsx
2022 | 30 | GIR90_ISW_EF_H | 558 | 378 | 293 | 0.77513 | 0.22487 | 2.2286 | 2.8751 | 10.5006 | 0.055714 | 0.071877 | 0.10613 | 40 | 29.4994 | 37.9801 | >20% | 1–3 m | pressure_indicators_2022_2025_all_scenarios.xlsx
2022 | 30 | GIR90_ISW_EF_H | 562 | 384 | 0 | 0 | 1 | 0 | 0 | 0 | 0 | 0 | 0 | 40 | 42.2563 | 49.9677 | ≤5% | ≤1 m | pressure_indicators_2022_2025_all_scenarios.xlsx
2022 | 30 | GIR90_ISW_EF_H | 571 | 405 | 0 | 0 | 1 | 0 | 0 | 0 | 0 | 0 | 0 | 40 | 77.7236 | 79.0905 | ≤5% | ≤1 m | pressure_indicators_2022_2025_all_scenarios.xlsx
2022 | 30 | GIR90_ISW_EF_H | 580 | 361 | 0 | 0 | 1 | 0 | 0 | 0 | 0 | 0 | 0 | 40 | 63.6963 | 66.4159 | ≤5% | ≤1 m | pressure_indicators_2022_2025_all_scenarios.xlsx
2022 | 30 | GIR90_ISW_EF_H | 593 | 396 | 0 | 0 | 1 | 0 | 0 | 0 | 0 | 0 | 0 | 40 | 43.1415 | 45.4585 | ≤5% | ≤1 m | pressure_indicators_2022_2025_all_scenarios.xlsx
2022 | 30 | GIR90_ISW_EF_H | 595 | 409 | 0 | 0 | 1 | 0 | 0 | 0 | 0 | 0 | 0 | 40 | 43.8774 | 45.6128 | ≤5% | ≤1 m | pressure_indicators_2022_2025_all_scenarios.xlsx
2022 | 30 | GIR90_ISW_EF_H | 597 | 356 | 0 | 0 | 1 | 0 | 0 | 0 | 0 | 0 | 0 | 40 | 72.8057 | 74.4663 | ≤5% | ≤1 m | pressure_indicators_2022_2025_all_scenarios.xlsx
2022 | 30 | GIR90_ISW_EF_H | 599 | 404 | 0 | 0 | 1 | 0 | 0 | 0 | 0 | 0 | 0 | 40 | 73.1963 | 74.9115 | ≤5% | ≤1 m | pressure_indicators_2022_2025_all_scenarios.xlsx
2022 | 40 | GIR90_ISW_EF_L | 135 | 390 | 0 | 0 | 1 | 0 | 0 | 0 | 0 | 0 | 0 | 40 | 73.5554 | 73.7247 | ≤5% | ≤1 m | pressure_indicators_2022_2025_all_scenarios.xlsx
2022 | 40 | GIR90_ISW_EF_L | 139 | 395 | 0 | 0 | 1 | 0 | 0 | 0 | 0 | 0 | 0 | 40 | 68.6616 | 68.9606 | ≤5% | ≤1 m | pressure_indicators_2022_2025_all_scenarios.xlsx
2022 | 40 | GIR90_ISW_EF_L | 145 | 379 | 0 | 0 | 1 | 0 | 0 | 0 | 0 | 0 | 0 | 40 | 63.946 | 72.6817 | ≤5% | ≤1 m | pressure_indicators_2022_2025_all_scenarios.xlsx
2022 | 40 | GIR90_ISW_EF_L | 149 | 381 | 0 | 0 | 1 | 0 | 0 | 0 | 0 | 0 | 0 | 40 | 49.0459 | 57.3705 | ≤5% | ≤1 m | pressure_indicators_2022_2025_all_scenarios.xlsx
2022 | 40 | GIR90_ISW_EF_L | 153 | 403 | 0 | 0 | 1 | 0 | 0 | 0 | 0 | 0 | 0 | 40 | 54.2401 | 62.5948 | ≤5% | ≤1 m | pressure_indicators_2022_2025_all_scenarios.xlsx
2022 | 40 | GIR90_ISW_EF_L | 161 | 364 | 0 | 0 | 1 | 0 | 0 | 0 | 0 | 0 | 0 | 40 | 70.4913 | 77.6737 | ≤5% | ≤1 m | pressure_indicators_2022_2025_all_scenarios.xlsx
2022 | 40 | GIR90_ISW_EF_L | 165 | 358 | 0 | 0 | 1 | 0 | 0 | 0 | 0 | 0 | 0 | 40 | 77.8671 | 83.854 | ≤5% | ≤1 m | pressure_indicators_2022_2025_all_scenarios.xlsx
2022 | 40 | GIR90_ISW_EF_L | 169 | 391 | 0 | 0 | 1 | 0 | 0 | 0 | 0 | 0 | 0 | 40 | 78.8807 | 84.7915 | ≤5% | ≤1 m | pressure_indicators_2022_2025_all_scenarios.xlsx
2022 | 40 | GIR90_ISW_EF_L | 173 | 372 | 0 | 0 | 1 | 0 | 0 | 0 | 0 | 0 | 0 | 40 | 76.3398 | 82.1024 | ≤5% | ≤1 m | pressure_indicators_2022_2025_all_scenarios.xlsx
2022 | 40 | GIR90_ISW_EF_L | 177 | 381 | 0 | 0 | 1 | 0 | 0 | 0 | 0 | 0 | 0 | 40 | 48.3709 | 58.3997 | ≤5% | ≤1 m | pressure_indicators_2022_2025_all_scenarios.xlsx
2022 | 40 | GIR90_ISW_EF_L | 181 | 377 | 0 | 0 | 1 | 0 | 0 | 0 | 0 | 0 | 0 | 40 | 74.7602 | 80.1249 | ≤5% | ≤1 m | pressure_indicators_2022_2025_all_scenarios.xlsx
2022 | 40 | GIR90_ISW_EF_L | 189 | 383 | 0 | 0 | 1 | 0 | 0 | 0 | 0 | 0 | 0 | 40 | 68.5037 | 73.4076 | ≤5% | ≤1 m | pressure_indicators_2022_2025_all_scenarios.xlsx
2022 | 40 | GIR90_ISW_EF_L | 193 | 376 | 0 | 0 | 1 | 0 | 0 | 0 | 0 | 0 | 0 | 40 | 58.9309 | 67.9909 | ≤5% | ≤1 m | pressure_indicators_2022_2025_all_scenarios.xlsx
2022 | 40 | GIR90_ISW_EF_L | 207 | 377 | 0 | 0 | 1 | 0 | 0 | 0 | 0 | 0 | 0 | 40 | 62.5964 | 63.9802 | ≤5% | ≤1 m | pressure_indicators_2022_2025_all_scenarios.xlsx
2022 | 40 | GIR90_ISW_EF_L | 211 | 407 | 0 | 0 | 1 | 0 | 0 | 0 | 0 | 0 | 0 | 40 | 52.349 | 58.0059 | ≤5% | ≤1 m | pressure_indicators_2022_2025_all_scenarios.xlsx
2022 | 40 | GIR90_ISW_EF_L | 216 | 377 | 0 | 0 | 1 | 0 | 0 | 0 | 0 | 0 | 0 | 40 | 63.2532 | 64.6239 | ≤5% | ≤1 m | pressure_indicators_2022_2025_all_scenarios.xlsx
2022 | 40 | GIR90_ISW_EF_L | 220 | 372 | 0 | 0 | 1 | 0 | 0 | 0 | 0 | 0 | 0 | 40 | 59.9944 | 65.7117 | ≤5% | ≤1 m | pressure_indicators_2022_2025_all_scenarios.xlsx
2022 | 40 | GIR90_ISW_EF_L | 224 | 370 | 0 | 0 | 1 | 0 | 0 | 0 | 0 | 0 | 0 | 40 | 63.5334 | 67.3904 | ≤5% | ≤1 m | pressure_indicators_2022_2025_all_scenarios.xlsx
2022 | 40 | GIR90_ISW_EF_L | 228 | 382 | 0 | 0 | 1 | 0 | 0 | 0 | 0 | 0 | 0 | 40 | 68.0172 | 71.5488 | ≤5% | ≤1 m | pressure_indicators_2022_2025_all_scenarios.xlsx
2022 | 40 | GIR90_ISW_EF_L | 232 | 410 | 0 | 0 | 1 | 0 | 0 | 0 | 0 | 0 | 0 | 40 | 82.3735 | 83.3087 | ≤5% | ≤1 m | pressure_indicators_2022_2025_all_scenarios.xlsx
2022 | 40 | GIR90_ISW_EF_L | 234 | 378 | 0 | 0 | 1 | 0 | 0 | 0 | 0 | 0 | 0 | 40 | 44.9909 | 46.3464 | ≤5% | ≤1 m | pressure_indicators_2022_2025_all_scenarios.xlsx
2022 | 40 | GIR90_ISW_EF_L | 238 | 387 | 0 | 0 | 1 | 0 | 0 | 0 | 0 | 0 | 0 | 40 | 65.4218 | 67.6323 | ≤5% | ≤1 m | pressure_indicators_2022_2025_all_scenarios.xlsx
2022 | 40 | GIR90_ISW_EF_L | 243 | 407 | 0 | 0 | 1 | 0 | 0 | 0 | 0 | 0 | 0 | 40 | 61.579 | 62.6265 | ≤5% | ≤1 m | pressure_indicators_2022_2025_all_scenarios.xlsx
2022 | 40 | GIR90_ISW_EF_L | 248 | 400 | 0 | 0 | 1 | 0 | 0 | 0 | 0 | 0 | 0 | 40 | 68.4205 | 68.8865 | ≤5% | ≤1 m | pressure_indicators_2022_2025_all_scenarios.xlsx
2022 | 40 | GIR90_ISW_EF_L | 253 | 401 | 0 | 0 | 1 | 0 | 0 | 0 | 0 | 0 | 0 | 40 | 75.9024 | 76.4482 | ≤5% | ≤1 m | pressure_indicators_2022_2025_all_scenarios.xlsx
2022 | 40 | GIR90_ISW_EF_L | 266 | 403 | 0 | 0 | 1 | 0 | 0 | 0 | 0 | 0 | 0 | 40 | 78.8501 | 80.2814 | ≤5% | ≤1 m | pressure_indicators_2022_2025_all_scenarios.xlsx
2022 | 40 | GIR90_ISW_EF_L | 270 | 396 | 0 | 0 | 1 | 0 | 0 | 0 | 0 | 0 | 0 | 40 | 58.5595 | 60.4344 | ≤5% | ≤1 m | pressure_indicators_2022_2025_all_scenarios.xlsx
2022 | 40 | GIR90_ISW_EF_L | 274 | 378 | 0 | 0 | 1 | 0 | 0 | 0 | 0 | 0 | 0 | 40 | 72.5349 | 74.3572 | ≤5% | ≤1 m | pressure_indicators_2022_2025_all_scenarios.xlsx
2022 | 40 | GIR90_ISW_EF_L | 278 | 408 | 0 | 0 | 1 | 0 | 0 | 0 | 0 | 0 | 0 | 40 | 52.0527 | 54.0057 | ≤5% | ≤1 m | pressure_indicators_2022_2025_all_scenarios.xlsx
2022 | 40 | GIR90_ISW_EF_L | 282 | 393 | 0 | 0 | 1 | 0 | 0 | 0 | 0 | 0 | 0 | 40 | 79.5171 | 84.0905 | ≤5% | ≤1 m | pressure_indicators_2022_2025_all_scenarios.xlsx
2022 | 40 | GIR90_ISW_EF_L | 286 | 407 | 0 | 0 | 1 | 0 | 0 | 0 | 0 | 0 | 0 | 40 | 78.9885 | 82.3684 | ≤5% | ≤1 m | pressure_indicators_2022_2025_all_scenarios.xlsx
2022 | 40 | GIR90_ISW_EF_L | 290 | 396 | 0 | 0 | 1 | 0 | 0 | 0 | 0 | 0 | 0 | 40 | 83.8274 | 86.7766 | ≤5% | ≤1 m | pressure_indicators_2022_2025_all_scenarios.xlsx
2022 | 40 | GIR90_ISW_EF_L | 294 | 391 | 0 | 0 | 1 | 0 | 0 | 0 | 0 | 0 | 0 | 40 | 82.0816 | 84.4016 | ≤5% | ≤1 m | pressure_indicators_2022_2025_all_scenarios.xlsx
2022 | 40 | GIR90_ISW_EF_L | 302 | 388 | 0 | 0 | 1 | 0 | 0 | 0 | 0 | 0 | 0 | 40 | 83.0365 | 84.8269 | ≤5% | ≤1 m | pressure_indicators_2022_2025_all_scenarios.xlsx
2022 | 40 | GIR90_ISW_EF_L | 306 | 350 | 0 | 0 | 1 | 0 | 0 | 0 | 0 | 0 | 0 | 40 | 67.2066 | 69.0771 | ≤5% | ≤1 m | pressure_indicators_2022_2025_all_scenarios.xlsx
2022 | 40 | GIR90_ISW_EF_L | 310 | 402 | 0 | 0 | 1 | 0 | 0 | 0 | 0 | 0 | 0 | 40 | 40.6633 | 45.8132 | ≤5% | ≤1 m | pressure_indicators_2022_2025_all_scenarios.xlsx
2022 | 40 | GIR90_ISW_EF_L | 314 | 370 | 0 | 0 | 1 | 0 | 0 | 0 | 0 | 0 | 0 | 40 | 54.496 | 60.2227 | ≤5% | ≤1 m | pressure_indicators_2022_2025_all_scenarios.xlsx
2022 | 40 | GIR90_ISW_EF_L | 318 | 413 | 0 | 0 | 1 | 0 | 0 | 0 | 0 | 0 | 0 | 40 | 59.4202 | 63.1394 | ≤5% | ≤1 m | pressure_indicators_2022_2025_all_scenarios.xlsx
2022 | 40 | GIR90_ISW_EF_L | 323 | 406 | 0 | 0 | 1 | 0 | 0 | 0 | 0 | 0 | 0 | 40 | 59.1917 | 63.3505 | ≤5% | ≤1 m | pressure_indicators_2022_2025_all_scenarios.xlsx
2022 | 40 | GIR90_ISW_EF_L | 327 | 380 | 0 | 0 | 1 | 0 | 0 | 0 | 0 | 0 | 0 | 40 | 59.4899 | 62.3738 | ≤5% | ≤1 m | pressure_indicators_2022_2025_all_scenarios.xlsx
2022 | 40 | GIR90_ISW_EF_L | 331 | 391 | 0 | 0 | 1 | 0 | 0 | 0 | 0 | 0 | 0 | 40 | 54.9501 | 63.6237 | ≤5% | ≤1 m | pressure_indicators_2022_2025_all_scenarios.xlsx
2022 | 40 | GIR90_ISW_EF_L | 333 | 388 | 0 | 0 | 1 | 0 | 0 | 0 | 0 | 0 | 0 | 40 | 58.058 | 67.1444 | ≤5% | ≤1 m | pressure_indicators_2022_2025_all_scenarios.xlsx
2022 | 40 | GIR90_ISW_EF_L | 338 | 394 | 0 | 0 | 1 | 0 | 0 | 0 | 0 | 0 | 0 | 40 | 60.3611 | 68.9039 | ≤5% | ≤1 m | pressure_indicators_2022_2025_all_scenarios.xlsx
2022 | 40 | GIR90_ISW_EF_L | 342 | 380 | 0 | 0 | 1 | 0 | 0 | 0 | 0 | 0 | 0 | 40 | 63.2309 | 69.2953 | ≤5% | ≤1 m | pressure_indicators_2022_2025_all_scenarios.xlsx
2022 | 40 | GIR90_ISW_EF_L | 346 | 375 | 0 | 0 | 1 | 0 | 0 | 0 | 0 | 0 | 0 | 40 | 55.7132 | 59.0174 | ≤5% | ≤1 m | pressure_indicators_2022_2025_all_scenarios.xlsx
2022 | 40 | GIR90_ISW_EF_L | 350 | 403 | 0 | 0 | 1 | 0 | 0 | 0 | 0 | 0 | 0 | 40 | 57.9206 | 63.5972 | ≤5% | ≤1 m | pressure_indicators_2022_2025_all_scenarios.xlsx
2022 | 40 | GIR90_ISW_EF_L | 360 | 421 | 0 | 0 | 1 | 0 | 0 | 0 | 0 | 0 | 0 | 40 | 60.7948 | 66.489 | ≤5% | ≤1 m | pressure_indicators_2022_2025_all_scenarios.xlsx
2022 | 40 | GIR90_ISW_EF_L | 364 | 368 | 0 | 0 | 1 | 0 | 0 | 0 | 0 | 0 | 0 | 40 | 68.7037 | 72.2793 | ≤5% | ≤1 m | pressure_indicators_2022_2025_all_scenarios.xlsx
2022 | 40 | GIR90_ISW_EF_L | 372 | 378 | 0 | 0 | 1 | 0 | 0 | 0 | 0 | 0 | 0 | 40 | 70.3953 | 71.8353 | ≤5% | ≤1 m | pressure_indicators_2022_2025_all_scenarios.xlsx
2022 | 40 | GIR90_ISW_EF_L | 381 | 390 | 0 | 0 | 1 | 0 | 0 | 0 | 0 | 0 | 0 | 40 | 62.4147 | 63.5623 | ≤5% | ≤1 m | pressure_indicators_2022_2025_all_scenarios.xlsx
2022 | 40 | GIR90_ISW_EF_L | 385 | 381 | 0 | 0 | 1 | 0 | 0 | 0 | 0 | 0 | 0 | 40 | 49.788 | 52.7523 | ≤5% | ≤1 m | pressure_indicators_2022_2025_all_scenarios.xlsx
2022 | 40 | GIR90_ISW_EF_L | 389 | 405 | 0 | 0 | 1 | 0 | 0 | 0 | 0 | 0 | 0 | 40 | 51.1671 | 52.6861 | ≤5% | ≤1 m | pressure_indicators_2022_2025_all_scenarios.xlsx
2022 | 40 | GIR90_ISW_EF_L | 393 | 401 | 0 | 0 | 1 | 0 | 0 | 0 | 0 | 0 | 0 | 40 | 50.6179 | 53.1278 | ≤5% | ≤1 m | pressure_indicators_2022_2025_all_scenarios.xlsx
2022 | 40 | GIR90_ISW_EF_L | 397 | 404 | 0 | 0 | 1 | 0 | 0 | 0 | 0 | 0 | 0 | 40 | 64.6767 | 66.5109 | ≤5% | ≤1 m | pressure_indicators_2022_2025_all_scenarios.xlsx
2022 | 40 | GIR90_ISW_EF_L | 401 | 387 | 0 | 0 | 1 | 0 | 0 | 0 | 0 | 0 | 0 | 40 | 72.3677 | 74.1431 | ≤5% | ≤1 m | pressure_indicators_2022_2025_all_scenarios.xlsx
2022 | 40 | GIR90_ISW_EF_L | 405 | 372 | 0 | 0 | 1 | 0 | 0 | 0 | 0 | 0 | 0 | 40 | 63.0955 | 65.005 | ≤5% | ≤1 m | pressure_indicators_2022_2025_all_scenarios.xlsx
2022 | 40 | GIR90_ISW_EF_L | 409 | 367 | 0 | 0 | 1 | 0 | 0 | 0 | 0 | 0 | 0 | 40 | 63.7343 | 65.9908 | ≤5% | ≤1 m | pressure_indicators_2022_2025_all_scenarios.xlsx
2022 | 40 | GIR90_ISW_EF_L | 414 | 393 | 0 | 0 | 1 | 0 | 0 | 0 | 0 | 0 | 0 | 40 | 49.997 | 52.1664 | ≤5% | ≤1 m | pressure_indicators_2022_2025_all_scenarios.xlsx
2022 | 40 | GIR90_ISW_EF_L | 419 | 389 | 0 | 0 | 1 | 0 | 0 | 0 | 0 | 0 | 0 | 40 | 57.8968 | 60.7216 | ≤5% | ≤1 m | pressure_indicators_2022_2025_all_scenarios.xlsx
2022 | 40 | GIR90_ISW_EF_L | 423 | 390 | 0 | 0 | 1 | 0 | 0 | 0 | 0 | 0 | 0 | 40 | 59.8182 | 62.5906 | ≤5% | ≤1 m | pressure_indicators_2022_2025_all_scenarios.xlsx
2022 | 40 | GIR90_ISW_EF_L | 428 | 367 | 0 | 0 | 1 | 0 | 0 | 0 | 0 | 0 | 0 | 40 | 61.5788 | 64.1287 | ≤5% | ≤1 m | pressure_indicators_2022_2025_all_scenarios.xlsx
2022 | 40 | GIR90_ISW_EF_L | 434 | 363 | 0 | 0 | 1 | 0 | 0 | 0 | 0 | 0 | 0 | 40 | 61.264 | 64.092 | ≤5% | ≤1 m | pressure_indicators_2022_2025_all_scenarios.xlsx
2022 | 40 | GIR90_ISW_EF_L | 438 | 388 | 0 | 0 | 1 | 0 | 0 | 0 | 0 | 0 | 0 | 40 | 60.2878 | 63.9207 | ≤5% | ≤1 m | pressure_indicators_2022_2025_all_scenarios.xlsx
2022 | 40 | GIR90_ISW_EF_L | 508 | 403 | 0 | 0 | 1 | 0 | 0 | 0 | 0 | 0 | 0 | 40 | 53.0532 | 61.6454 | ≤5% | ≤1 m | pressure_indicators_2022_2025_all_scenarios.xlsx
2022 | 40 | GIR90_ISW_EF_L | 510 | 372 | 0 | 0 | 1 | 0 | 0 | 0 | 0 | 0 | 0 | 40 | 45.8928 | 52.8382 | ≤5% | ≤1 m | pressure_indicators_2022_2025_all_scenarios.xlsx
2022 | 40 | GIR90_ISW_EF_L | 512 | 394 | 0 | 0 | 1 | 0 | 0 | 0 | 0 | 0 | 0 | 40 | 51.4854 | 58.9114 | ≤5% | ≤1 m | pressure_indicators_2022_2025_all_scenarios.xlsx
2022 | 40 | GIR90_ISW_EF_L | 514 | 411 | 0 | 0 | 1 | 0 | 0 | 0 | 0 | 0 | 0 | 40 | 49.5321 | 58.4762 | ≤5% | ≤1 m | pressure_indicators_2022_2025_all_scenarios.xlsx
2022 | 40 | GIR90_ISW_EF_L | 516 | 349 | 0 | 0 | 1 | 0 | 0 | 0 | 0 | 0 | 0 | 40 | 47.8613 | 56.9417 | ≤5% | ≤1 m | pressure_indicators_2022_2025_all_scenarios.xlsx
2022 | 40 | GIR90_ISW_EF_L | 518 | 371 | 0 | 0 | 1 | 0 | 0 | 0 | 0 | 0 | 0 | 40 | 50.3139 | 57.5168 | ≤5% | ≤1 m | pressure_indicators_2022_2025_all_scenarios.xlsx
2022 | 40 | GIR90_ISW_EF_L | 520 | 388 | 0 | 0 | 1 | 0 | 0 | 0 | 0 | 0 | 0 | 40 | 46.5474 | 55.6927 | ≤5% | ≤1 m | pressure_indicators_2022_2025_all_scenarios.xlsx
2022 | 40 | GIR90_ISW_EF_L | 522 | 391 | 0 | 0 | 1 | 0 | 0 | 0 | 0 | 0 | 0 | 40 | 43.2879 | 52.5195 | ≤5% | ≤1 m | pressure_indicators_2022_2025_all_scenarios.xlsx
2022 | 40 | GIR90_ISW_EF_L | 524 | 384 | 0 | 0 | 1 | 0 | 0 | 0 | 0 | 0 | 0 | 40 | 43.7038 | 50.9243 | ≤5% | ≤1 m | pressure_indicators_2022_2025_all_scenarios.xlsx
2022 | 40 | GIR90_ISW_EF_L | 526 | 357 | 0 | 0 | 1 | 0 | 0 | 0 | 0 | 0 | 0 | 40 | 46.125 | 53.4635 | ≤5% | ≤1 m | pressure_indicators_2022_2025_all_scenarios.xlsx
2022 | 40 | GIR90_ISW_EF_L | 528 | 359 | 0 | 0 | 1 | 0 | 0 | 0 | 0 | 0 | 0 | 40 | 49.6173 | 55.5751 | ≤5% | ≤1 m | pressure_indicators_2022_2025_all_scenarios.xlsx
2022 | 40 | GIR90_ISW_EF_L | 530 | 383 | 0 | 0 | 1 | 0 | 0 | 0 | 0 | 0 | 0 | 40 | 47.6234 | 56.2669 | ≤5% | ≤1 m | pressure_indicators_2022_2025_all_scenarios.xlsx
2022 | 40 | GIR90_ISW_EF_L | 532 | 354 | 0 | 0 | 1 | 0 | 0 | 0 | 0 | 0 | 0 | 40 | 48.0132 | 55.1145 | ≤5% | ≤1 m | pressure_indicators_2022_2025_all_scenarios.xlsx
2022 | 40 | GIR90_ISW_EF_L | 534 | 371 | 1 | 0.0026954 | 0.9973 | 0.0004548 | 0.16873 | 0.16873 | 1.137e-05 | 0.0042183 | 0.0042183 | 40 | 39.8313 | 48.7438 | ≤5% | ≤1 m | pressure_indicators_2022_2025_all_scenarios.xlsx
2022 | 40 | GIR90_ISW_EF_L | 536 | 388 | 0 | 0 | 1 | 0 | 0 | 0 | 0 | 0 | 0 | 40 | 42.6085 | 50.0839 | ≤5% | ≤1 m | pressure_indicators_2022_2025_all_scenarios.xlsx
2022 | 40 | GIR90_ISW_EF_L | 538 | 401 | 1 | 0.0024938 | 0.99751 | 0.0043874 | 1.7593 | 1.7593 | 0.00010968 | 0.043984 | 0.043984 | 40 | 38.2407 | 47.826 | ≤5% | 1–3 m | pressure_indicators_2022_2025_all_scenarios.xlsx
2022 | 40 | GIR90_ISW_EF_L | 540 | 389 | 0 | 0 | 1 | 0 | 0 | 0 | 0 | 0 | 0 | 40 | 42.172 | 49.7515 | ≤5% | ≤1 m | pressure_indicators_2022_2025_all_scenarios.xlsx
2022 | 40 | GIR90_ISW_EF_L | 542 | 384 | 1 | 0.0026042 | 0.9974 | 0.0048584 | 1.8656 | 1.8656 | 0.00012146 | 0.04664 | 0.04664 | 40 | 38.1344 | 47.6587 | ≤5% | 1–3 m | pressure_indicators_2022_2025_all_scenarios.xlsx
2022 | 40 | GIR90_ISW_EF_L | 544 | 393 | 0 | 0 | 1 | 0 | 0 | 0 | 0 | 0 | 0 | 40 | 46.9668 | 56.8605 | ≤5% | ≤1 m | pressure_indicators_2022_2025_all_scenarios.xlsx
2022 | 40 | GIR90_ISW_EF_L | 546 | 377 | 0 | 0 | 1 | 0 | 0 | 0 | 0 | 0 | 0 | 40 | 48.0312 | 57.4797 | ≤5% | ≤1 m | pressure_indicators_2022_2025_all_scenarios.xlsx
2022 | 40 | GIR90_ISW_EF_L | 548 | 365 | 0 | 0 | 1 | 0 | 0 | 0 | 0 | 0 | 0 | 40 | 48.1836 | 57.3319 | ≤5% | ≤1 m | pressure_indicators_2022_2025_all_scenarios.xlsx
2022 | 40 | GIR90_ISW_EF_L | 550 | 397 | 0 | 0 | 1 | 0 | 0 | 0 | 0 | 0 | 0 | 40 | 61.4545 | 69.3047 | ≤5% | ≤1 m | pressure_indicators_2022_2025_all_scenarios.xlsx
2022 | 40 | GIR90_ISW_EF_L | 552 | 377 | 0 | 0 | 1 | 0 | 0 | 0 | 0 | 0 | 0 | 40 | 49.5707 | 57.3143 | ≤5% | ≤1 m | pressure_indicators_2022_2025_all_scenarios.xlsx
2022 | 40 | GIR90_ISW_EF_L | 554 | 364 | 0 | 0 | 1 | 0 | 0 | 0 | 0 | 0 | 0 | 40 | 40.793 | 48.2398 | ≤5% | ≤1 m | pressure_indicators_2022_2025_all_scenarios.xlsx
2022 | 40 | GIR90_ISW_EF_L | 556 | 384 | 5 | 0.013021 | 0.98698 | 0.01917 | 1.4723 | 3.5355 | 0.00047926 | 0.036807 | 0.048465 | 40 | 36.4645 | 45.8938 | ≤5% | 1–3 m | pressure_indicators_2022_2025_all_scenarios.xlsx
2022 | 40 | GIR90_ISW_EF_L | 558 | 401 | 315 | 0.78554 | 0.21446 | 2.1434 | 2.7286 | 11.5724 | 0.053586 | 0.068216 | 0.10643 | 40 | 28.4276 | 38.048 | >20% | 1–3 m | pressure_indicators_2022_2025_all_scenarios.xlsx
2022 | 40 | GIR90_ISW_EF_L | 562 | 401 | 0 | 0 | 1 | 0 | 0 | 0 | 0 | 0 | 0 | 40 | 40.7843 | 50.0608 | ≤5% | ≤1 m | pressure_indicators_2022_2025_all_scenarios.xlsx
2022 | 40 | GIR90_ISW_EF_L | 571 | 367 | 0 | 0 | 1 | 0 | 0 | 0 | 0 | 0 | 0 | 40 | 77.5629 | 79.077 | ≤5% | ≤1 m | pressure_indicators_2022_2025_all_scenarios.xlsx
2022 | 40 | GIR90_ISW_EF_L | 580 | 372 | 0 | 0 | 1 | 0 | 0 | 0 | 0 | 0 | 0 | 40 | 63.6626 | 66.3357 | ≤5% | ≤1 m | pressure_indicators_2022_2025_all_scenarios.xlsx
2022 | 40 | GIR90_ISW_EF_L | 593 | 388 | 0 | 0 | 1 | 0 | 0 | 0 | 0 | 0 | 0 | 40 | 43.2155 | 45.4543 | ≤5% | ≤1 m | pressure_indicators_2022_2025_all_scenarios.xlsx
2022 | 40 | GIR90_ISW_EF_L | 595 | 386 | 0 | 0 | 1 | 0 | 0 | 0 | 0 | 0 | 0 | 40 | 43.9513 | 45.5907 | ≤5% | ≤1 m | pressure_indicators_2022_2025_all_scenarios.xlsx
2022 | 40 | GIR90_ISW_EF_L | 597 | 400 | 0 | 0 | 1 | 0 | 0 | 0 | 0 | 0 | 0 | 40 | 72.7144 | 74.5437 | ≤5% | ≤1 m | pressure_indicators_2022_2025_all_scenarios.xlsx
2022 | 40 | GIR90_ISW_EF_L | 599 | 385 | 0 | 0 | 1 | 0 | 0 | 0 | 0 | 0 | 0 | 40 | 73.105 | 74.9138 | ≤5% | ≤1 m | pressure_indicators_2022_2025_all_scenarios.xlsx
2023 | 10 | GIR50_ISW_EF_H | 135 | 356 | 0 | 0 | 1 | 0 | 0 | 0 | 0 | 0 | 0 | 40 | 73.559 | 73.7252 | ≤5% | ≤1 m | pressure_indicators_2022_2025_all_scenarios.xlsx
2023 | 10 | GIR50_ISW_EF_H | 139 | 365 | 0 | 0 | 1 | 0 | 0 | 0 | 0 | 0 | 0 | 40 | 68.6462 | 68.9677 | ≤5% | ≤1 m | pressure_indicators_2022_2025_all_scenarios.xlsx
2023 | 10 | GIR50_ISW_EF_H | 145 | 387 | 0 | 0 | 1 | 0 | 0 | 0 | 0 | 0 | 0 | 40 | 63.1473 | 72.6423 | ≤5% | ≤1 m | pressure_indicators_2022_2025_all_scenarios.xlsx
2023 | 10 | GIR50_ISW_EF_H | 149 | 398 | 0 | 0 | 1 | 0 | 0 | 0 | 0 | 0 | 0 | 40 | 48.2472 | 57.3078 | ≤5% | ≤1 m | pressure_indicators_2022_2025_all_scenarios.xlsx
2023 | 10 | GIR50_ISW_EF_H | 153 | 389 | 0 | 0 | 1 | 0 | 0 | 0 | 0 | 0 | 0 | 40 | 53.4414 | 62.303 | ≤5% | ≤1 m | pressure_indicators_2022_2025_all_scenarios.xlsx
2023 | 10 | GIR50_ISW_EF_H | 161 | 400 | 0 | 0 | 1 | 0 | 0 | 0 | 0 | 0 | 0 | 40 | 70.297 | 77.6601 | ≤5% | ≤1 m | pressure_indicators_2022_2025_all_scenarios.xlsx
2023 | 10 | GIR50_ISW_EF_H | 165 | 422 | 0 | 0 | 1 | 0 | 0 | 0 | 0 | 0 | 0 | 40 | 77.7644 | 83.9983 | ≤5% | ≤1 m | pressure_indicators_2022_2025_all_scenarios.xlsx
2023 | 10 | GIR50_ISW_EF_H | 169 | 382 | 0 | 0 | 1 | 0 | 0 | 0 | 0 | 0 | 0 | 40 | 79.2161 | 84.7868 | ≤5% | ≤1 m | pressure_indicators_2022_2025_all_scenarios.xlsx
2023 | 10 | GIR50_ISW_EF_H | 173 | 394 | 0 | 0 | 1 | 0 | 0 | 0 | 0 | 0 | 0 | 40 | 77.0796 | 82.1498 | ≤5% | ≤1 m | pressure_indicators_2022_2025_all_scenarios.xlsx
2023 | 10 | GIR50_ISW_EF_H | 177 | 385 | 0 | 0 | 1 | 0 | 0 | 0 | 0 | 0 | 0 | 40 | 48.6543 | 58.0968 | ≤5% | ≤1 m | pressure_indicators_2022_2025_all_scenarios.xlsx
2023 | 10 | GIR50_ISW_EF_H | 181 | 406 | 0 | 0 | 1 | 0 | 0 | 0 | 0 | 0 | 0 | 40 | 74.6879 | 79.8773 | ≤5% | ≤1 m | pressure_indicators_2022_2025_all_scenarios.xlsx
2023 | 10 | GIR50_ISW_EF_H | 189 | 404 | 0 | 0 | 1 | 0 | 0 | 0 | 0 | 0 | 0 | 40 | 69.3433 | 73.4024 | ≤5% | ≤1 m | pressure_indicators_2022_2025_all_scenarios.xlsx
2023 | 10 | GIR50_ISW_EF_H | 193 | 386 | 0 | 0 | 1 | 0 | 0 | 0 | 0 | 0 | 0 | 40 | 59.2142 | 67.8093 | ≤5% | ≤1 m | pressure_indicators_2022_2025_all_scenarios.xlsx
2023 | 10 | GIR50_ISW_EF_H | 207 | 400 | 0 | 0 | 1 | 0 | 0 | 0 | 0 | 0 | 0 | 40 | 62.5685 | 63.9929 | ≤5% | ≤1 m | pressure_indicators_2022_2025_all_scenarios.xlsx
2023 | 10 | GIR50_ISW_EF_H | 211 | 397 | 0 | 0 | 1 | 0 | 0 | 0 | 0 | 0 | 0 | 40 | 52.3789 | 57.833 | ≤5% | ≤1 m | pressure_indicators_2022_2025_all_scenarios.xlsx
2023 | 10 | GIR50_ISW_EF_H | 216 | 388 | 0 | 0 | 1 | 0 | 0 | 0 | 0 | 0 | 0 | 40 | 63.2253 | 64.6106 | ≤5% | ≤1 m | pressure_indicators_2022_2025_all_scenarios.xlsx
2023 | 10 | GIR50_ISW_EF_H | 220 | 376 | 0 | 0 | 1 | 0 | 0 | 0 | 0 | 0 | 0 | 40 | 60.0243 | 65.5706 | ≤5% | ≤1 m | pressure_indicators_2022_2025_all_scenarios.xlsx
2023 | 10 | GIR50_ISW_EF_H | 224 | 393 | 0 | 0 | 1 | 0 | 0 | 0 | 0 | 0 | 0 | 40 | 63.5632 | 67.3706 | ≤5% | ≤1 m | pressure_indicators_2022_2025_all_scenarios.xlsx
2023 | 10 | GIR50_ISW_EF_H | 228 | 359 | 0 | 0 | 1 | 0 | 0 | 0 | 0 | 0 | 0 | 40 | 68.0471 | 71.6209 | ≤5% | ≤1 m | pressure_indicators_2022_2025_all_scenarios.xlsx
2023 | 10 | GIR50_ISW_EF_H | 232 | 398 | 0 | 0 | 1 | 0 | 0 | 0 | 0 | 0 | 0 | 40 | 82.4034 | 83.32 | ≤5% | ≤1 m | pressure_indicators_2022_2025_all_scenarios.xlsx
2023 | 10 | GIR50_ISW_EF_H | 234 | 355 | 0 | 0 | 1 | 0 | 0 | 0 | 0 | 0 | 0 | 40 | 45.0208 | 46.3983 | ≤5% | ≤1 m | pressure_indicators_2022_2025_all_scenarios.xlsx
2023 | 10 | GIR50_ISW_EF_H | 238 | 382 | 0 | 0 | 1 | 0 | 0 | 0 | 0 | 0 | 0 | 40 | 65.4517 | 67.7995 | ≤5% | ≤1 m | pressure_indicators_2022_2025_all_scenarios.xlsx
2023 | 10 | GIR50_ISW_EF_H | 243 | 381 | 0 | 0 | 1 | 0 | 0 | 0 | 0 | 0 | 0 | 40 | 61.4426 | 62.6853 | ≤5% | ≤1 m | pressure_indicators_2022_2025_all_scenarios.xlsx
2023 | 10 | GIR50_ISW_EF_H | 248 | 382 | 0 | 0 | 1 | 0 | 0 | 0 | 0 | 0 | 0 | 40 | 68.3318 | 68.8808 | ≤5% | ≤1 m | pressure_indicators_2022_2025_all_scenarios.xlsx
2023 | 10 | GIR50_ISW_EF_H | 253 | 404 | 0 | 0 | 1 | 0 | 0 | 0 | 0 | 0 | 0 | 40 | 75.757 | 76.4509 | ≤5% | ≤1 m | pressure_indicators_2022_2025_all_scenarios.xlsx
2023 | 10 | GIR50_ISW_EF_H | 266 | 386 | 0 | 0 | 1 | 0 | 0 | 0 | 0 | 0 | 0 | 40 | 78.3558 | 80.2825 | ≤5% | ≤1 m | pressure_indicators_2022_2025_all_scenarios.xlsx
2023 | 10 | GIR50_ISW_EF_H | 270 | 397 | 0 | 0 | 1 | 0 | 0 | 0 | 0 | 0 | 0 | 40 | 57.8733 | 60.4719 | ≤5% | ≤1 m | pressure_indicators_2022_2025_all_scenarios.xlsx
2023 | 10 | GIR50_ISW_EF_H | 274 | 359 | 0 | 0 | 1 | 0 | 0 | 0 | 0 | 0 | 0 | 40 | 71.8504 | 74.3706 | ≤5% | ≤1 m | pressure_indicators_2022_2025_all_scenarios.xlsx
2023 | 10 | GIR50_ISW_EF_H | 278 | 397 | 0 | 0 | 1 | 0 | 0 | 0 | 0 | 0 | 0 | 40 | 51.1026 | 54.0473 | ≤5% | ≤1 m | pressure_indicators_2022_2025_all_scenarios.xlsx
2023 | 10 | GIR50_ISW_EF_H | 282 | 398 | 0 | 0 | 1 | 0 | 0 | 0 | 0 | 0 | 0 | 40 | 79.4044 | 84.3231 | ≤5% | ≤1 m | pressure_indicators_2022_2025_all_scenarios.xlsx
2023 | 10 | GIR50_ISW_EF_H | 286 | 364 | 0 | 0 | 1 | 0 | 0 | 0 | 0 | 0 | 0 | 40 | 78.8759 | 82.4021 | ≤5% | ≤1 m | pressure_indicators_2022_2025_all_scenarios.xlsx
2023 | 10 | GIR50_ISW_EF_H | 290 | 376 | 0 | 0 | 1 | 0 | 0 | 0 | 0 | 0 | 0 | 40 | 84.2005 | 86.8232 | ≤5% | ≤1 m | pressure_indicators_2022_2025_all_scenarios.xlsx
2023 | 10 | GIR50_ISW_EF_H | 294 | 372 | 0 | 0 | 1 | 0 | 0 | 0 | 0 | 0 | 0 | 40 | 81.5716 | 84.3946 | ≤5% | ≤1 m | pressure_indicators_2022_2025_all_scenarios.xlsx
2023 | 10 | GIR50_ISW_EF_H | 302 | 364 | 0 | 0 | 1 | 0 | 0 | 0 | 0 | 0 | 0 | 40 | 82.0757 | 84.8409 | ≤5% | ≤1 m | pressure_indicators_2022_2025_all_scenarios.xlsx
2023 | 10 | GIR50_ISW_EF_H | 306 | 395 | 0 | 0 | 1 | 0 | 0 | 0 | 0 | 0 | 0 | 40 | 66.2565 | 69.1537 | ≤5% | ≤1 m | pressure_indicators_2022_2025_all_scenarios.xlsx
2023 | 10 | GIR50_ISW_EF_H | 310 | 340 | 0 | 0 | 1 | 0 | 0 | 0 | 0 | 0 | 0 | 40 | 40.3391 | 45.7564 | ≤5% | ≤1 m | pressure_indicators_2022_2025_all_scenarios.xlsx
2023 | 10 | GIR50_ISW_EF_H | 314 | 375 | 0 | 0 | 1 | 0 | 0 | 0 | 0 | 0 | 0 | 40 | 54.1717 | 60.2839 | ≤5% | ≤1 m | pressure_indicators_2022_2025_all_scenarios.xlsx
2023 | 10 | GIR50_ISW_EF_H | 318 | 388 | 0 | 0 | 1 | 0 | 0 | 0 | 0 | 0 | 0 | 40 | 59.1798 | 63.1509 | ≤5% | ≤1 m | pressure_indicators_2022_2025_all_scenarios.xlsx
2023 | 10 | GIR50_ISW_EF_H | 323 | 367 | 0 | 0 | 1 | 0 | 0 | 0 | 0 | 0 | 0 | 40 | 58.9519 | 63.1946 | ≤5% | ≤1 m | pressure_indicators_2022_2025_all_scenarios.xlsx
2023 | 10 | GIR50_ISW_EF_H | 327 | 392 | 0 | 0 | 1 | 0 | 0 | 0 | 0 | 0 | 0 | 40 | 58.4433 | 62.2589 | ≤5% | ≤1 m | pressure_indicators_2022_2025_all_scenarios.xlsx
2023 | 10 | GIR50_ISW_EF_H | 331 | 363 | 0 | 0 | 1 | 0 | 0 | 0 | 0 | 0 | 0 | 40 | 55.4309 | 63.191 | ≤5% | ≤1 m | pressure_indicators_2022_2025_all_scenarios.xlsx
2023 | 10 | GIR50_ISW_EF_H | 333 | 412 | 0 | 0 | 1 | 0 | 0 | 0 | 0 | 0 | 0 | 40 | 58.5389 | 66.9695 | ≤5% | ≤1 m | pressure_indicators_2022_2025_all_scenarios.xlsx
2023 | 10 | GIR50_ISW_EF_H | 338 | 400 | 0 | 0 | 1 | 0 | 0 | 0 | 0 | 0 | 0 | 40 | 60.842 | 68.6134 | ≤5% | ≤1 m | pressure_indicators_2022_2025_all_scenarios.xlsx
2023 | 10 | GIR50_ISW_EF_H | 342 | 391 | 0 | 0 | 1 | 0 | 0 | 0 | 0 | 0 | 0 | 40 | 63.5143 | 69.2448 | ≤5% | ≤1 m | pressure_indicators_2022_2025_all_scenarios.xlsx
2023 | 10 | GIR50_ISW_EF_H | 346 | 376 | 0 | 0 | 1 | 0 | 0 | 0 | 0 | 0 | 0 | 40 | 55.9965 | 58.9165 | ≤5% | ≤1 m | pressure_indicators_2022_2025_all_scenarios.xlsx
2023 | 10 | GIR50_ISW_EF_H | 350 | 381 | 0 | 0 | 1 | 0 | 0 | 0 | 0 | 0 | 0 | 40 | 58.2165 | 63.4905 | ≤5% | ≤1 m | pressure_indicators_2022_2025_all_scenarios.xlsx
2023 | 10 | GIR50_ISW_EF_H | 360 | 391 | 0 | 0 | 1 | 0 | 0 | 0 | 0 | 0 | 0 | 40 | 61.0906 | 66.2493 | ≤5% | ≤1 m | pressure_indicators_2022_2025_all_scenarios.xlsx
2023 | 10 | GIR50_ISW_EF_H | 364 | 389 | 0 | 0 | 1 | 0 | 0 | 0 | 0 | 0 | 0 | 40 | 68.9995 | 72.3559 | ≤5% | ≤1 m | pressure_indicators_2022_2025_all_scenarios.xlsx
2023 | 10 | GIR50_ISW_EF_H | 372 | 379 | 0 | 0 | 1 | 0 | 0 | 0 | 0 | 0 | 0 | 40 | 70.1792 | 71.7933 | ≤5% | ≤1 m | pressure_indicators_2022_2025_all_scenarios.xlsx
2023 | 10 | GIR50_ISW_EF_H | 381 | 382 | 0 | 0 | 1 | 0 | 0 | 0 | 0 | 0 | 0 | 40 | 62.2476 | 63.5686 | ≤5% | ≤1 m | pressure_indicators_2022_2025_all_scenarios.xlsx
2023 | 10 | GIR50_ISW_EF_H | 385 | 398 | 0 | 0 | 1 | 0 | 0 | 0 | 0 | 0 | 0 | 40 | 49.6632 | 52.8539 | ≤5% | ≤1 m | pressure_indicators_2022_2025_all_scenarios.xlsx
2023 | 10 | GIR50_ISW_EF_H | 389 | 382 | 0 | 0 | 1 | 0 | 0 | 0 | 0 | 0 | 0 | 40 | 51.0423 | 52.652 | ≤5% | ≤1 m | pressure_indicators_2022_2025_all_scenarios.xlsx
2023 | 10 | GIR50_ISW_EF_H | 393 | 384 | 0 | 0 | 1 | 0 | 0 | 0 | 0 | 0 | 0 | 40 | 51.2749 | 53.1225 | ≤5% | ≤1 m | pressure_indicators_2022_2025_all_scenarios.xlsx
2023 | 10 | GIR50_ISW_EF_H | 397 | 410 | 0 | 0 | 1 | 0 | 0 | 0 | 0 | 0 | 0 | 40 | 64.681 | 66.4527 | ≤5% | ≤1 m | pressure_indicators_2022_2025_all_scenarios.xlsx
2023 | 10 | GIR50_ISW_EF_H | 401 | 378 | 0 | 0 | 1 | 0 | 0 | 0 | 0 | 0 | 0 | 40 | 72.3719 | 74.151 | ≤5% | ≤1 m | pressure_indicators_2022_2025_all_scenarios.xlsx
2023 | 10 | GIR50_ISW_EF_H | 405 | 360 | 0 | 0 | 1 | 0 | 0 | 0 | 0 | 0 | 0 | 40 | 62.8463 | 64.9758 | ≤5% | ≤1 m | pressure_indicators_2022_2025_all_scenarios.xlsx
2023 | 10 | GIR50_ISW_EF_H | 409 | 405 | 0 | 0 | 1 | 0 | 0 | 0 | 0 | 0 | 0 | 40 | 64.129 | 66.0207 | ≤5% | ≤1 m | pressure_indicators_2022_2025_all_scenarios.xlsx
2023 | 10 | GIR50_ISW_EF_H | 414 | 399 | 0 | 0 | 1 | 0 | 0 | 0 | 0 | 0 | 0 | 40 | 49.8497 | 52.1801 | ≤5% | ≤1 m | pressure_indicators_2022_2025_all_scenarios.xlsx
2023 | 10 | GIR50_ISW_EF_H | 419 | 402 | 0 | 0 | 1 | 0 | 0 | 0 | 0 | 0 | 0 | 40 | 57.9463 | 60.6665 | ≤5% | ≤1 m | pressure_indicators_2022_2025_all_scenarios.xlsx
2023 | 10 | GIR50_ISW_EF_H | 423 | 381 | 0 | 0 | 1 | 0 | 0 | 0 | 0 | 0 | 0 | 40 | 60.011 | 62.6086 | ≤5% | ≤1 m | pressure_indicators_2022_2025_all_scenarios.xlsx
2023 | 10 | GIR50_ISW_EF_H | 428 | 385 | 0 | 0 | 1 | 0 | 0 | 0 | 0 | 0 | 0 | 40 | 61.2105 | 64.1387 | ≤5% | ≤1 m | pressure_indicators_2022_2025_all_scenarios.xlsx
2023 | 10 | GIR50_ISW_EF_H | 434 | 414 | 0 | 0 | 1 | 0 | 0 | 0 | 0 | 0 | 0 | 40 | 61.153 | 64.1566 | ≤5% | ≤1 m | pressure_indicators_2022_2025_all_scenarios.xlsx
2023 | 10 | GIR50_ISW_EF_H | 438 | 385 | 0 | 0 | 1 | 0 | 0 | 0 | 0 | 0 | 0 | 40 | 60.5711 | 63.7888 | ≤5% | ≤1 m | pressure_indicators_2022_2025_all_scenarios.xlsx
2023 | 10 | GIR50_ISW_EF_H | 508 | 395 | 0 | 0 | 1 | 0 | 0 | 0 | 0 | 0 | 0 | 40 | 53.8923 | 61.4206 | ≤5% | ≤1 m | pressure_indicators_2022_2025_all_scenarios.xlsx
2023 | 10 | GIR50_ISW_EF_H | 510 | 389 | 0 | 0 | 1 | 0 | 0 | 0 | 0 | 0 | 0 | 40 | 45.0476 | 52.5124 | ≤5% | ≤1 m | pressure_indicators_2022_2025_all_scenarios.xlsx
2023 | 10 | GIR50_ISW_EF_H | 512 | 414 | 0 | 0 | 1 | 0 | 0 | 0 | 0 | 0 | 0 | 40 | 51.0305 | 58.6398 | ≤5% | ≤1 m | pressure_indicators_2022_2025_all_scenarios.xlsx
2023 | 10 | GIR50_ISW_EF_H | 514 | 386 | 0 | 0 | 1 | 0 | 0 | 0 | 0 | 0 | 0 | 40 | 50.606 | 58.1339 | ≤5% | ≤1 m | pressure_indicators_2022_2025_all_scenarios.xlsx
2023 | 10 | GIR50_ISW_EF_H | 516 | 425 | 0 | 0 | 1 | 0 | 0 | 0 | 0 | 0 | 0 | 40 | 49.8055 | 56.8099 | ≤5% | ≤1 m | pressure_indicators_2022_2025_all_scenarios.xlsx
2023 | 10 | GIR50_ISW_EF_H | 518 | 368 | 0 | 0 | 1 | 0 | 0 | 0 | 0 | 0 | 0 | 40 | 50.44 | 57.3262 | ≤5% | ≤1 m | pressure_indicators_2022_2025_all_scenarios.xlsx
2023 | 10 | GIR50_ISW_EF_H | 520 | 381 | 0 | 0 | 1 | 0 | 0 | 0 | 0 | 0 | 0 | 40 | 48.561 | 55.7775 | ≤5% | ≤1 m | pressure_indicators_2022_2025_all_scenarios.xlsx
2023 | 10 | GIR50_ISW_EF_H | 522 | 402 | 0 | 0 | 1 | 0 | 0 | 0 | 0 | 0 | 0 | 40 | 45.2677 | 52.2406 | ≤5% | ≤1 m | pressure_indicators_2022_2025_all_scenarios.xlsx
2023 | 10 | GIR50_ISW_EF_H | 524 | 369 | 0 | 0 | 1 | 0 | 0 | 0 | 0 | 0 | 0 | 40 | 43.74 | 50.6667 | ≤5% | ≤1 m | pressure_indicators_2022_2025_all_scenarios.xlsx
2023 | 10 | GIR50_ISW_EF_H | 526 | 384 | 0 | 0 | 1 | 0 | 0 | 0 | 0 | 0 | 0 | 40 | 47.4078 | 53.3861 | ≤5% | ≤1 m | pressure_indicators_2022_2025_all_scenarios.xlsx
2023 | 10 | GIR50_ISW_EF_H | 528 | 386 | 0 | 0 | 1 | 0 | 0 | 0 | 0 | 0 | 0 | 40 | 48.1733 | 55.3681 | ≤5% | ≤1 m | pressure_indicators_2022_2025_all_scenarios.xlsx
2023 | 10 | GIR50_ISW_EF_H | 530 | 399 | 0 | 0 | 1 | 0 | 0 | 0 | 0 | 0 | 0 | 40 | 49.5813 | 56.2868 | ≤5% | ≤1 m | pressure_indicators_2022_2025_all_scenarios.xlsx
2023 | 10 | GIR50_ISW_EF_H | 532 | 393 | 0 | 0 | 1 | 0 | 0 | 0 | 0 | 0 | 0 | 40 | 47.2861 | 55.0215 | ≤5% | ≤1 m | pressure_indicators_2022_2025_all_scenarios.xlsx
2023 | 10 | GIR50_ISW_EF_H | 534 | 407 | 0 | 0 | 1 | 0 | 0 | 0 | 0 | 0 | 0 | 40 | 41.3668 | 48.5886 | ≤5% | ≤1 m | pressure_indicators_2022_2025_all_scenarios.xlsx
2023 | 10 | GIR50_ISW_EF_H | 536 | 371 | 0 | 0 | 1 | 0 | 0 | 0 | 0 | 0 | 0 | 40 | 43.0012 | 49.8552 | ≤5% | ≤1 m | pressure_indicators_2022_2025_all_scenarios.xlsx
2023 | 10 | GIR50_ISW_EF_H | 538 | 389 | 1 | 0.0025707 | 0.99743 | 0.00041085 | 0.15982 | 0.15982 | 1.0271e-05 | 0.0039955 | 0.0039955 | 40 | 39.8402 | 47.8051 | ≤5% | ≤1 m | pressure_indicators_2022_2025_all_scenarios.xlsx
2023 | 10 | GIR50_ISW_EF_H | 540 | 378 | 0 | 0 | 1 | 0 | 0 | 0 | 0 | 0 | 0 | 40 | 41.6184 | 49.3436 | ≤5% | ≤1 m | pressure_indicators_2022_2025_all_scenarios.xlsx
2023 | 10 | GIR50_ISW_EF_H | 542 | 390 | 1 | 0.0025641 | 0.99744 | 0.00094781 | 0.36965 | 0.36965 | 2.3695e-05 | 0.0092411 | 0.0092411 | 40 | 39.6304 | 47.4108 | ≤5% | ≤1 m | pressure_indicators_2022_2025_all_scenarios.xlsx
2023 | 10 | GIR50_ISW_EF_H | 544 | 367 | 0 | 0 | 1 | 0 | 0 | 0 | 0 | 0 | 0 | 40 | 49.8165 | 56.7389 | ≤5% | ≤1 m | pressure_indicators_2022_2025_all_scenarios.xlsx
2023 | 10 | GIR50_ISW_EF_H | 546 | 382 | 0 | 0 | 1 | 0 | 0 | 0 | 0 | 0 | 0 | 40 | 49.9751 | 57.6703 | ≤5% | ≤1 m | pressure_indicators_2022_2025_all_scenarios.xlsx
2023 | 10 | GIR50_ISW_EF_H | 548 | 370 | 0 | 0 | 1 | 0 | 0 | 0 | 0 | 0 | 0 | 40 | 50.5215 | 57.1634 | ≤5% | ≤1 m | pressure_indicators_2022_2025_all_scenarios.xlsx
2023 | 10 | GIR50_ISW_EF_H | 550 | 373 | 0 | 0 | 1 | 0 | 0 | 0 | 0 | 0 | 0 | 40 | 62.1399 | 69.0579 | ≤5% | ≤1 m | pressure_indicators_2022_2025_all_scenarios.xlsx
2023 | 10 | GIR50_ISW_EF_H | 552 | 366 | 0 | 0 | 1 | 0 | 0 | 0 | 0 | 0 | 0 | 40 | 50.2543 | 57.0988 | ≤5% | ≤1 m | pressure_indicators_2022_2025_all_scenarios.xlsx
2023 | 10 | GIR50_ISW_EF_H | 554 | 400 | 0 | 0 | 1 | 0 | 0 | 0 | 0 | 0 | 0 | 40 | 40.3403 | 48.0533 | ≤5% | ≤1 m | pressure_indicators_2022_2025_all_scenarios.xlsx
2023 | 10 | GIR50_ISW_EF_H | 556 | 375 | 4 | 0.010667 | 0.98933 | 0.013017 | 1.2204 | 1.9098 | 0.00032543 | 0.030509 | 0.035096 | 40 | 38.0902 | 45.6633 | ≤5% | 1–3 m | pressure_indicators_2022_2025_all_scenarios.xlsx
2023 | 10 | GIR50_ISW_EF_H | 558 | 401 | 320 | 0.798 | 0.202 | 2.1961 | 2.752 | 9.9308 | 0.054903 | 0.0688 | 0.10429 | 40 | 30.0692 | 37.9695 | >20% | 1–3 m | pressure_indicators_2022_2025_all_scenarios.xlsx
2023 | 10 | GIR50_ISW_EF_H | 562 | 380 | 0 | 0 | 1 | 0 | 0 | 0 | 0 | 0 | 0 | 40 | 43.4844 | 50.0402 | ≤5% | ≤1 m | pressure_indicators_2022_2025_all_scenarios.xlsx
2023 | 10 | GIR50_ISW_EF_H | 571 | 388 | 0 | 0 | 1 | 0 | 0 | 0 | 0 | 0 | 0 | 40 | 77.6532 | 79.0706 | ≤5% | ≤1 m | pressure_indicators_2022_2025_all_scenarios.xlsx
2023 | 10 | GIR50_ISW_EF_H | 580 | 366 | 0 | 0 | 1 | 0 | 0 | 0 | 0 | 0 | 0 | 40 | 63.5262 | 66.6518 | ≤5% | ≤1 m | pressure_indicators_2022_2025_all_scenarios.xlsx
2023 | 10 | GIR50_ISW_EF_H | 593 | 414 | 0 | 0 | 1 | 0 | 0 | 0 | 0 | 0 | 0 | 40 | 43.1875 | 45.5161 | ≤5% | ≤1 m | pressure_indicators_2022_2025_all_scenarios.xlsx
2023 | 10 | GIR50_ISW_EF_H | 595 | 366 | 0 | 0 | 1 | 0 | 0 | 0 | 0 | 0 | 0 | 40 | 43.9234 | 45.507 | ≤5% | ≤1 m | pressure_indicators_2022_2025_all_scenarios.xlsx
2023 | 10 | GIR50_ISW_EF_H | 597 | 369 | 0 | 0 | 1 | 0 | 0 | 0 | 0 | 0 | 0 | 40 | 72.5722 | 74.5963 | ≤5% | ≤1 m | pressure_indicators_2022_2025_all_scenarios.xlsx
2023 | 10 | GIR50_ISW_EF_H | 599 | 351 | 0 | 0 | 1 | 0 | 0 | 0 | 0 | 0 | 0 | 40 | 72.9627 | 74.9327 | ≤5% | ≤1 m | pressure_indicators_2022_2025_all_scenarios.xlsx
2023 | 20 | GIR50_ISW_EF_L | 135 | 379 | 0 | 0 | 1 | 0 | 0 | 0 | 0 | 0 | 0 | 40 | 73.5556 | 73.7247 | ≤5% | ≤1 m | pressure_indicators_2022_2025_all_scenarios.xlsx
2023 | 20 | GIR50_ISW_EF_L | 139 | 379 | 0 | 0 | 1 | 0 | 0 | 0 | 0 | 0 | 0 | 40 | 68.655 | 68.9664 | ≤5% | ≤1 m | pressure_indicators_2022_2025_all_scenarios.xlsx
2023 | 20 | GIR50_ISW_EF_L | 145 | 402 | 0 | 0 | 1 | 0 | 0 | 0 | 0 | 0 | 0 | 40 | 61.2571 | 72.536 | ≤5% | ≤1 m | pressure_indicators_2022_2025_all_scenarios.xlsx
2023 | 20 | GIR50_ISW_EF_L | 149 | 371 | 0 | 0 | 1 | 0 | 0 | 0 | 0 | 0 | 0 | 40 | 46.3571 | 57.1261 | ≤5% | ≤1 m | pressure_indicators_2022_2025_all_scenarios.xlsx
2023 | 20 | GIR50_ISW_EF_L | 153 | 369 | 0 | 0 | 1 | 0 | 0 | 0 | 0 | 0 | 0 | 40 | 51.5512 | 62.3598 | ≤5% | ≤1 m | pressure_indicators_2022_2025_all_scenarios.xlsx
2023 | 20 | GIR50_ISW_EF_L | 161 | 408 | 0 | 0 | 1 | 0 | 0 | 0 | 0 | 0 | 0 | 40 | 68.4069 | 77.4633 | ≤5% | ≤1 m | pressure_indicators_2022_2025_all_scenarios.xlsx
2023 | 20 | GIR50_ISW_EF_L | 165 | 392 | 0 | 0 | 1 | 0 | 0 | 0 | 0 | 0 | 0 | 40 | 76.1638 | 83.8489 | ≤5% | ≤1 m | pressure_indicators_2022_2025_all_scenarios.xlsx
2023 | 20 | GIR50_ISW_EF_L | 169 | 394 | 0 | 0 | 1 | 0 | 0 | 0 | 0 | 0 | 0 | 40 | 77.5366 | 84.6162 | ≤5% | ≤1 m | pressure_indicators_2022_2025_all_scenarios.xlsx
2023 | 20 | GIR50_ISW_EF_L | 173 | 373 | 0 | 0 | 1 | 0 | 0 | 0 | 0 | 0 | 0 | 40 | 75.6593 | 82.0246 | ≤5% | ≤1 m | pressure_indicators_2022_2025_all_scenarios.xlsx
2023 | 20 | GIR50_ISW_EF_L | 177 | 407 | 0 | 0 | 1 | 0 | 0 | 0 | 0 | 0 | 0 | 40 | 48.737 | 58.4098 | ≤5% | ≤1 m | pressure_indicators_2022_2025_all_scenarios.xlsx
2023 | 20 | GIR50_ISW_EF_L | 181 | 402 | 0 | 0 | 1 | 0 | 0 | 0 | 0 | 0 | 0 | 40 | 73.5675 | 79.9576 | ≤5% | ≤1 m | pressure_indicators_2022_2025_all_scenarios.xlsx
2023 | 20 | GIR50_ISW_EF_L | 189 | 382 | 0 | 0 | 1 | 0 | 0 | 0 | 0 | 0 | 0 | 40 | 68.2153 | 73.2972 | ≤5% | ≤1 m | pressure_indicators_2022_2025_all_scenarios.xlsx
2023 | 20 | GIR50_ISW_EF_L | 193 | 371 | 0 | 0 | 1 | 0 | 0 | 0 | 0 | 0 | 0 | 40 | 59.297 | 67.8944 | ≤5% | ≤1 m | pressure_indicators_2022_2025_all_scenarios.xlsx
2023 | 20 | GIR50_ISW_EF_L | 207 | 406 | 0 | 0 | 1 | 0 | 0 | 0 | 0 | 0 | 0 | 40 | 62.5879 | 64.0264 | ≤5% | ≤1 m | pressure_indicators_2022_2025_all_scenarios.xlsx
2023 | 20 | GIR50_ISW_EF_L | 211 | 393 | 0 | 0 | 1 | 0 | 0 | 0 | 0 | 0 | 0 | 40 | 52.4544 | 57.8253 | ≤5% | ≤1 m | pressure_indicators_2022_2025_all_scenarios.xlsx
2023 | 20 | GIR50_ISW_EF_L | 216 | 390 | 0 | 0 | 1 | 0 | 0 | 0 | 0 | 0 | 0 | 40 | 63.2446 | 64.637 | ≤5% | ≤1 m | pressure_indicators_2022_2025_all_scenarios.xlsx
2023 | 20 | GIR50_ISW_EF_L | 220 | 394 | 0 | 0 | 1 | 0 | 0 | 0 | 0 | 0 | 0 | 40 | 60.0997 | 65.7346 | ≤5% | ≤1 m | pressure_indicators_2022_2025_all_scenarios.xlsx
2023 | 20 | GIR50_ISW_EF_L | 224 | 379 | 0 | 0 | 1 | 0 | 0 | 0 | 0 | 0 | 0 | 40 | 63.6387 | 67.3288 | ≤5% | ≤1 m | pressure_indicators_2022_2025_all_scenarios.xlsx
2023 | 20 | GIR50_ISW_EF_L | 228 | 391 | 0 | 0 | 1 | 0 | 0 | 0 | 0 | 0 | 0 | 40 | 68.1225 | 71.5382 | ≤5% | ≤1 m | pressure_indicators_2022_2025_all_scenarios.xlsx
2023 | 20 | GIR50_ISW_EF_L | 232 | 391 | 0 | 0 | 1 | 0 | 0 | 0 | 0 | 0 | 0 | 40 | 82.4788 | 83.3068 | ≤5% | ≤1 m | pressure_indicators_2022_2025_all_scenarios.xlsx
2023 | 20 | GIR50_ISW_EF_L | 234 | 379 | 0 | 0 | 1 | 0 | 0 | 0 | 0 | 0 | 0 | 40 | 45.059 | 46.4276 | ≤5% | ≤1 m | pressure_indicators_2022_2025_all_scenarios.xlsx
2023 | 20 | GIR50_ISW_EF_L | 238 | 358 | 0 | 0 | 1 | 0 | 0 | 0 | 0 | 0 | 0 | 40 | 65.4898 | 67.7071 | ≤5% | ≤1 m | pressure_indicators_2022_2025_all_scenarios.xlsx
2023 | 20 | GIR50_ISW_EF_L | 243 | 377 | 0 | 0 | 1 | 0 | 0 | 0 | 0 | 0 | 0 | 40 | 61.5153 | 62.6404 | ≤5% | ≤1 m | pressure_indicators_2022_2025_all_scenarios.xlsx
2023 | 20 | GIR50_ISW_EF_L | 248 | 359 | 0 | 0 | 1 | 0 | 0 | 0 | 0 | 0 | 0 | 40 | 68.4412 | 68.8824 | ≤5% | ≤1 m | pressure_indicators_2022_2025_all_scenarios.xlsx
2023 | 20 | GIR50_ISW_EF_L | 253 | 372 | 0 | 0 | 1 | 0 | 0 | 0 | 0 | 0 | 0 | 40 | 75.8332 | 76.4636 | ≤5% | ≤1 m | pressure_indicators_2022_2025_all_scenarios.xlsx
2023 | 20 | GIR50_ISW_EF_L | 266 | 378 | 0 | 0 | 1 | 0 | 0 | 0 | 0 | 0 | 0 | 40 | 79.0484 | 80.2633 | ≤5% | ≤1 m | pressure_indicators_2022_2025_all_scenarios.xlsx
2023 | 20 | GIR50_ISW_EF_L | 270 | 362 | 0 | 0 | 1 | 0 | 0 | 0 | 0 | 0 | 0 | 40 | 58.5954 | 60.4444 | ≤5% | ≤1 m | pressure_indicators_2022_2025_all_scenarios.xlsx
2023 | 20 | GIR50_ISW_EF_L | 274 | 373 | 0 | 0 | 1 | 0 | 0 | 0 | 0 | 0 | 0 | 40 | 72.5725 | 74.3794 | ≤5% | ≤1 m | pressure_indicators_2022_2025_all_scenarios.xlsx
2023 | 20 | GIR50_ISW_EF_L | 278 | 387 | 0 | 0 | 1 | 0 | 0 | 0 | 0 | 0 | 0 | 40 | 51.8247 | 53.9844 | ≤5% | ≤1 m | pressure_indicators_2022_2025_all_scenarios.xlsx
2023 | 20 | GIR50_ISW_EF_L | 282 | 373 | 0 | 0 | 1 | 0 | 0 | 0 | 0 | 0 | 0 | 40 | 80.1503 | 84.0718 | ≤5% | ≤1 m | pressure_indicators_2022_2025_all_scenarios.xlsx
2023 | 20 | GIR50_ISW_EF_L | 286 | 403 | 0 | 0 | 1 | 0 | 0 | 0 | 0 | 0 | 0 | 40 | 79.6218 | 82.3904 | ≤5% | ≤1 m | pressure_indicators_2022_2025_all_scenarios.xlsx
2023 | 20 | GIR50_ISW_EF_L | 290 | 374 | 0 | 0 | 1 | 0 | 0 | 0 | 0 | 0 | 0 | 40 | 84.4606 | 86.7709 | ≤5% | ≤1 m | pressure_indicators_2022_2025_all_scenarios.xlsx
2023 | 20 | GIR50_ISW_EF_L | 294 | 387 | 0 | 0 | 1 | 0 | 0 | 0 | 0 | 0 | 0 | 40 | 82.3565 | 84.4019 | ≤5% | ≤1 m | pressure_indicators_2022_2025_all_scenarios.xlsx
2023 | 20 | GIR50_ISW_EF_L | 302 | 377 | 0 | 0 | 1 | 0 | 0 | 0 | 0 | 0 | 0 | 40 | 82.7978 | 84.8417 | ≤5% | ≤1 m | pressure_indicators_2022_2025_all_scenarios.xlsx
2023 | 20 | GIR50_ISW_EF_L | 306 | 382 | 0 | 0 | 1 | 0 | 0 | 0 | 0 | 0 | 0 | 40 | 66.9786 | 69.1642 | ≤5% | ≤1 m | pressure_indicators_2022_2025_all_scenarios.xlsx
2023 | 20 | GIR50_ISW_EF_L | 310 | 397 | 1 | 0.0025189 | 0.99748 | 0.00076254 | 0.30273 | 0.30273 | 1.9064e-05 | 0.0075682 | 0.0075682 | 40 | 39.6973 | 45.6419 | ≤5% | ≤1 m | pressure_indicators_2022_2025_all_scenarios.xlsx
2023 | 20 | GIR50_ISW_EF_L | 314 | 402 | 0 | 0 | 1 | 0 | 0 | 0 | 0 | 0 | 0 | 40 | 53.5299 | 59.9907 | ≤5% | ≤1 m | pressure_indicators_2022_2025_all_scenarios.xlsx
2023 | 20 | GIR50_ISW_EF_L | 318 | 375 | 0 | 0 | 1 | 0 | 0 | 0 | 0 | 0 | 0 | 40 | 58.4425 | 62.969 | ≤5% | ≤1 m | pressure_indicators_2022_2025_all_scenarios.xlsx
2023 | 20 | GIR50_ISW_EF_L | 323 | 378 | 0 | 0 | 1 | 0 | 0 | 0 | 0 | 0 | 0 | 40 | 58.2139 | 63.2787 | ≤5% | ≤1 m | pressure_indicators_2022_2025_all_scenarios.xlsx
2023 | 20 | GIR50_ISW_EF_L | 327 | 391 | 0 | 0 | 1 | 0 | 0 | 0 | 0 | 0 | 0 | 40 | 57.894 | 62.2097 | ≤5% | ≤1 m | pressure_indicators_2022_2025_all_scenarios.xlsx
2023 | 20 | GIR50_ISW_EF_L | 331 | 371 | 0 | 0 | 1 | 0 | 0 | 0 | 0 | 0 | 0 | 40 | 55.4122 | 63.3745 | ≤5% | ≤1 m | pressure_indicators_2022_2025_all_scenarios.xlsx
2023 | 20 | GIR50_ISW_EF_L | 333 | 378 | 0 | 0 | 1 | 0 | 0 | 0 | 0 | 0 | 0 | 40 | 58.5201 | 67.0584 | ≤5% | ≤1 m | pressure_indicators_2022_2025_all_scenarios.xlsx
2023 | 20 | GIR50_ISW_EF_L | 338 | 400 | 0 | 0 | 1 | 0 | 0 | 0 | 0 | 0 | 0 | 40 | 60.8232 | 68.6226 | ≤5% | ≤1 m | pressure_indicators_2022_2025_all_scenarios.xlsx
2023 | 20 | GIR50_ISW_EF_L | 342 | 388 | 0 | 0 | 1 | 0 | 0 | 0 | 0 | 0 | 0 | 40 | 63.597 | 69.2562 | ≤5% | ≤1 m | pressure_indicators_2022_2025_all_scenarios.xlsx
2023 | 20 | GIR50_ISW_EF_L | 346 | 402 | 0 | 0 | 1 | 0 | 0 | 0 | 0 | 0 | 0 | 40 | 55.8236 | 58.8496 | ≤5% | ≤1 m | pressure_indicators_2022_2025_all_scenarios.xlsx
2023 | 20 | GIR50_ISW_EF_L | 350 | 389 | 0 | 0 | 1 | 0 | 0 | 0 | 0 | 0 | 0 | 40 | 57.9205 | 63.336 | ≤5% | ≤1 m | pressure_indicators_2022_2025_all_scenarios.xlsx
2023 | 20 | GIR50_ISW_EF_L | 360 | 406 | 0 | 0 | 1 | 0 | 0 | 0 | 0 | 0 | 0 | 40 | 60.7946 | 66.1873 | ≤5% | ≤1 m | pressure_indicators_2022_2025_all_scenarios.xlsx
2023 | 20 | GIR50_ISW_EF_L | 364 | 396 | 0 | 0 | 1 | 0 | 0 | 0 | 0 | 0 | 0 | 40 | 68.7035 | 72.2173 | ≤5% | ≤1 m | pressure_indicators_2022_2025_all_scenarios.xlsx
2023 | 20 | GIR50_ISW_EF_L | 372 | 375 | 0 | 0 | 1 | 0 | 0 | 0 | 0 | 0 | 0 | 40 | 70.0905 | 71.8043 | ≤5% | ≤1 m | pressure_indicators_2022_2025_all_scenarios.xlsx
2023 | 20 | GIR50_ISW_EF_L | 381 | 398 | 0 | 0 | 1 | 0 | 0 | 0 | 0 | 0 | 0 | 40 | 62.2409 | 63.573 | ≤5% | ≤1 m | pressure_indicators_2022_2025_all_scenarios.xlsx
2023 | 20 | GIR50_ISW_EF_L | 385 | 398 | 0 | 0 | 1 | 0 | 0 | 0 | 0 | 0 | 0 | 40 | 49.8821 | 52.6872 | ≤5% | ≤1 m | pressure_indicators_2022_2025_all_scenarios.xlsx
2023 | 20 | GIR50_ISW_EF_L | 389 | 403 | 0 | 0 | 1 | 0 | 0 | 0 | 0 | 0 | 0 | 40 | 51.2612 | 52.639 | ≤5% | ≤1 m | pressure_indicators_2022_2025_all_scenarios.xlsx
2023 | 20 | GIR50_ISW_EF_L | 393 | 379 | 0 | 0 | 1 | 0 | 0 | 0 | 0 | 0 | 0 | 40 | 51.261 | 53.1725 | ≤5% | ≤1 m | pressure_indicators_2022_2025_all_scenarios.xlsx
2023 | 20 | GIR50_ISW_EF_L | 397 | 381 | 0 | 0 | 1 | 0 | 0 | 0 | 0 | 0 | 0 | 40 | 64.5933 | 66.5129 | ≤5% | ≤1 m | pressure_indicators_2022_2025_all_scenarios.xlsx
2023 | 20 | GIR50_ISW_EF_L | 401 | 370 | 0 | 0 | 1 | 0 | 0 | 0 | 0 | 0 | 0 | 40 | 72.2842 | 74.0967 | ≤5% | ≤1 m | pressure_indicators_2022_2025_all_scenarios.xlsx
2023 | 20 | GIR50_ISW_EF_L | 405 | 374 | 0 | 0 | 1 | 0 | 0 | 0 | 0 | 0 | 0 | 40 | 62.5353 | 64.9055 | ≤5% | ≤1 m | pressure_indicators_2022_2025_all_scenarios.xlsx
2023 | 20 | GIR50_ISW_EF_L | 409 | 403 | 0 | 0 | 1 | 0 | 0 | 0 | 0 | 0 | 0 | 40 | 63.701 | 66.0181 | ≤5% | ≤1 m | pressure_indicators_2022_2025_all_scenarios.xlsx
2023 | 20 | GIR50_ISW_EF_L | 414 | 382 | 0 | 0 | 1 | 0 | 0 | 0 | 0 | 0 | 0 | 40 | 49.3323 | 52.1327 | ≤5% | ≤1 m | pressure_indicators_2022_2025_all_scenarios.xlsx
2023 | 20 | GIR50_ISW_EF_L | 419 | 363 | 0 | 0 | 1 | 0 | 0 | 0 | 0 | 0 | 0 | 40 | 57.4737 | 60.5885 | ≤5% | ≤1 m | pressure_indicators_2022_2025_all_scenarios.xlsx
2023 | 20 | GIR50_ISW_EF_L | 423 | 388 | 0 | 0 | 1 | 0 | 0 | 0 | 0 | 0 | 0 | 40 | 59.3045 | 62.5516 | ≤5% | ≤1 m | pressure_indicators_2022_2025_all_scenarios.xlsx
2023 | 20 | GIR50_ISW_EF_L | 428 | 399 | 0 | 0 | 1 | 0 | 0 | 0 | 0 | 0 | 0 | 40 | 60.6072 | 64.1197 | ≤5% | ≤1 m | pressure_indicators_2022_2025_all_scenarios.xlsx
2023 | 20 | GIR50_ISW_EF_L | 434 | 407 | 0 | 0 | 1 | 0 | 0 | 0 | 0 | 0 | 0 | 40 | 60.5124 | 64.0834 | ≤5% | ≤1 m | pressure_indicators_2022_2025_all_scenarios.xlsx
2023 | 20 | GIR50_ISW_EF_L | 438 | 379 | 0 | 0 | 1 | 0 | 0 | 0 | 0 | 0 | 0 | 40 | 60.3982 | 63.8037 | ≤5% | ≤1 m | pressure_indicators_2022_2025_all_scenarios.xlsx
2023 | 20 | GIR50_ISW_EF_L | 508 | 425 | 0 | 0 | 1 | 0 | 0 | 0 | 0 | 0 | 0 | 40 | 55.2282 | 61.4763 | ≤5% | ≤1 m | pressure_indicators_2022_2025_all_scenarios.xlsx
2023 | 20 | GIR50_ISW_EF_L | 510 | 389 | 0 | 0 | 1 | 0 | 0 | 0 | 0 | 0 | 0 | 40 | 45.163 | 52.629 | ≤5% | ≤1 m | pressure_indicators_2022_2025_all_scenarios.xlsx
2023 | 20 | GIR50_ISW_EF_L | 512 | 391 | 0 | 0 | 1 | 0 | 0 | 0 | 0 | 0 | 0 | 40 | 49.1976 | 58.7275 | ≤5% | ≤1 m | pressure_indicators_2022_2025_all_scenarios.xlsx
2023 | 20 | GIR50_ISW_EF_L | 514 | 387 | 0 | 0 | 1 | 0 | 0 | 0 | 0 | 0 | 0 | 40 | 48.9756 | 58.0362 | ≤5% | ≤1 m | pressure_indicators_2022_2025_all_scenarios.xlsx
2023 | 20 | GIR50_ISW_EF_L | 516 | 353 | 0 | 0 | 1 | 0 | 0 | 0 | 0 | 0 | 0 | 40 | 47.3401 | 56.9115 | ≤5% | ≤1 m | pressure_indicators_2022_2025_all_scenarios.xlsx
2023 | 20 | GIR50_ISW_EF_L | 518 | 417 | 0 | 0 | 1 | 0 | 0 | 0 | 0 | 0 | 0 | 40 | 47.5005 | 57.0623 | ≤5% | ≤1 m | pressure_indicators_2022_2025_all_scenarios.xlsx
2023 | 20 | GIR50_ISW_EF_L | 520 | 360 | 0 | 0 | 1 | 0 | 0 | 0 | 0 | 0 | 0 | 40 | 45.7686 | 55.436 | ≤5% | ≤1 m | pressure_indicators_2022_2025_all_scenarios.xlsx
2023 | 20 | GIR50_ISW_EF_L | 522 | 383 | 0 | 0 | 1 | 0 | 0 | 0 | 0 | 0 | 0 | 40 | 45.8458 | 52.1154 | ≤5% | ≤1 m | pressure_indicators_2022_2025_all_scenarios.xlsx
2023 | 20 | GIR50_ISW_EF_L | 524 | 370 | 0 | 0 | 1 | 0 | 0 | 0 | 0 | 0 | 0 | 40 | 42.8663 | 50.8984 | ≤5% | ≤1 m | pressure_indicators_2022_2025_all_scenarios.xlsx
2023 | 20 | GIR50_ISW_EF_L | 526 | 391 | 0 | 0 | 1 | 0 | 0 | 0 | 0 | 0 | 0 | 40 | 43.292 | 53.1795 | ≤5% | ≤1 m | pressure_indicators_2022_2025_all_scenarios.xlsx
2023 | 20 | GIR50_ISW_EF_L | 528 | 361 | 0 | 0 | 1 | 0 | 0 | 0 | 0 | 0 | 0 | 40 | 49.2234 | 55.4656 | ≤5% | ≤1 m | pressure_indicators_2022_2025_all_scenarios.xlsx
2023 | 20 | GIR50_ISW_EF_L | 530 | 390 | 0 | 0 | 1 | 0 | 0 | 0 | 0 | 0 | 0 | 40 | 46.7599 | 56.0599 | ≤5% | ≤1 m | pressure_indicators_2022_2025_all_scenarios.xlsx
2023 | 20 | GIR50_ISW_EF_L | 532 | 379 | 0 | 0 | 1 | 0 | 0 | 0 | 0 | 0 | 0 | 40 | 45.2792 | 54.9326 | ≤5% | ≤1 m | pressure_indicators_2022_2025_all_scenarios.xlsx
2023 | 20 | GIR50_ISW_EF_L | 534 | 409 | 2 | 0.00489 | 0.99511 | 0.0027663 | 0.5657 | 0.65677 | 6.9157e-05 | 0.014143 | 0.015509 | 40 | 39.3432 | 48.7016 | ≤5% | ≤1 m | pressure_indicators_2022_2025_all_scenarios.xlsx
2023 | 20 | GIR50_ISW_EF_L | 536 | 389 | 0 | 0 | 1 | 0 | 0 | 0 | 0 | 0 | 0 | 40 | 42.8616 | 49.827 | ≤5% | ≤1 m | pressure_indicators_2022_2025_all_scenarios.xlsx
2023 | 20 | GIR50_ISW_EF_L | 538 | 350 | 1 | 0.0028571 | 0.99714 | 0.00057919 | 0.20272 | 0.20272 | 1.448e-05 | 0.0050679 | 0.0050679 | 40 | 39.7973 | 47.6172 | ≤5% | ≤1 m | pressure_indicators_2022_2025_all_scenarios.xlsx
2023 | 20 | GIR50_ISW_EF_L | 540 | 368 | 2 | 0.0054348 | 0.99457 | 0.00149 | 0.27416 | 0.29248 | 3.7249e-05 | 0.0068539 | 0.0071287 | 40 | 39.7075 | 49.5376 | ≤5% | ≤1 m | pressure_indicators_2022_2025_all_scenarios.xlsx
2023 | 20 | GIR50_ISW_EF_L | 542 | 385 | 1 | 0.0025974 | 0.9974 | 0.0058284 | 2.2439 | 2.2439 | 0.00014571 | 0.056098 | 0.056098 | 40 | 37.7561 | 47.319 | ≤5% | 1–3 m | pressure_indicators_2022_2025_all_scenarios.xlsx
2023 | 20 | GIR50_ISW_EF_L | 544 | 405 | 0 | 0 | 1 | 0 | 0 | 0 | 0 | 0 | 0 | 40 | 49.7917 | 56.7116 | ≤5% | ≤1 m | pressure_indicators_2022_2025_all_scenarios.xlsx
2023 | 20 | GIR50_ISW_EF_L | 546 | 387 | 0 | 0 | 1 | 0 | 0 | 0 | 0 | 0 | 0 | 40 | 48.1116 | 57.5318 | ≤5% | ≤1 m | pressure_indicators_2022_2025_all_scenarios.xlsx
2023 | 20 | GIR50_ISW_EF_L | 548 | 399 | 0 | 0 | 1 | 0 | 0 | 0 | 0 | 0 | 0 | 40 | 47.7741 | 57.0067 | ≤5% | ≤1 m | pressure_indicators_2022_2025_all_scenarios.xlsx
2023 | 20 | GIR50_ISW_EF_L | 550 | 382 | 0 | 0 | 1 | 0 | 0 | 0 | 0 | 0 | 0 | 40 | 59.1184 | 69.0399 | ≤5% | ≤1 m | pressure_indicators_2022_2025_all_scenarios.xlsx
2023 | 20 | GIR50_ISW_EF_L | 552 | 407 | 0 | 0 | 1 | 0 | 0 | 0 | 0 | 0 | 0 | 40 | 47.2345 | 56.9273 | ≤5% | ≤1 m | pressure_indicators_2022_2025_all_scenarios.xlsx
2023 | 20 | GIR50_ISW_EF_L | 554 | 383 | 1 | 0.002611 | 0.99739 | 0.004352 | 1.6668 | 1.6668 | 0.0001088 | 0.041671 | 0.041671 | 40 | 38.3332 | 48.025 | ≤5% | 1–3 m | pressure_indicators_2022_2025_all_scenarios.xlsx
2023 | 20 | GIR50_ISW_EF_L | 556 | 383 | 7 | 0.018277 | 0.98172 | 0.023426 | 1.2817 | 3.9412 | 0.00058565 | 0.032043 | 0.047007 | 40 | 36.0588 | 45.6473 | ≤5% | 1–3 m | pressure_indicators_2022_2025_all_scenarios.xlsx
2023 | 20 | GIR50_ISW_EF_L | 558 | 400 | 314 | 0.785 | 0.215 | 2.26 | 2.879 | 9.1846 | 0.0565 | 0.071974 | 0.10892 | 40 | 30.8154 | 37.902 | >20% | 1–3 m | pressure_indicators_2022_2025_all_scenarios.xlsx
2023 | 20 | GIR50_ISW_EF_L | 562 | 431 | 0 | 0 | 1 | 0 | 0 | 0 | 0 | 0 | 0 | 40 | 40.3749 | 49.9187 | ≤5% | ≤1 m | pressure_indicators_2022_2025_all_scenarios.xlsx
2023 | 20 | GIR50_ISW_EF_L | 571 | 375 | 0 | 0 | 1 | 0 | 0 | 0 | 0 | 0 | 0 | 40 | 77.4762 | 79.0466 | ≤5% | ≤1 m | pressure_indicators_2022_2025_all_scenarios.xlsx
2023 | 20 | GIR50_ISW_EF_L | 580 | 368 | 0 | 0 | 1 | 0 | 0 | 0 | 0 | 0 | 0 | 40 | 63.5989 | 66.5213 | ≤5% | ≤1 m | pressure_indicators_2022_2025_all_scenarios.xlsx
2023 | 20 | GIR50_ISW_EF_L | 593 | 364 | 0 | 0 | 1 | 0 | 0 | 0 | 0 | 0 | 0 | 40 | 43.2069 | 45.5184 | ≤5% | ≤1 m | pressure_indicators_2022_2025_all_scenarios.xlsx
2023 | 20 | GIR50_ISW_EF_L | 595 | 388 | 0 | 0 | 1 | 0 | 0 | 0 | 0 | 0 | 0 | 40 | 43.9428 | 45.5844 | ≤5% | ≤1 m | pressure_indicators_2022_2025_all_scenarios.xlsx
2023 | 20 | GIR50_ISW_EF_L | 597 | 371 | 0 | 0 | 1 | 0 | 0 | 0 | 0 | 0 | 0 | 40 | 72.7535 | 74.5582 | ≤5% | ≤1 m | pressure_indicators_2022_2025_all_scenarios.xlsx
2023 | 20 | GIR50_ISW_EF_L | 599 | 374 | 0 | 0 | 1 | 0 | 0 | 0 | 0 | 0 | 0 | 40 | 73.1441 | 74.9302 | ≤5% | ≤1 m | pressure_indicators_2022_2025_all_scenarios.xlsx
2023 | 30 | GIR90_ISW_EF_H | 135 | 390 | 0 | 0 | 1 | 0 | 0 | 0 | 0 | 0 | 0 | 40 | 73.5569 | 73.7289 | ≤5% | ≤1 m | pressure_indicators_2022_2025_all_scenarios.xlsx
2023 | 30 | GIR90_ISW_EF_H | 139 | 387 | 0 | 0 | 1 | 0 | 0 | 0 | 0 | 0 | 0 | 40 | 68.6222 | 68.9673 | ≤5% | ≤1 m | pressure_indicators_2022_2025_all_scenarios.xlsx
2023 | 30 | GIR90_ISW_EF_H | 145 | 413 | 0 | 0 | 1 | 0 | 0 | 0 | 0 | 0 | 0 | 40 | 62.9044 | 72.6738 | ≤5% | ≤1 m | pressure_indicators_2022_2025_all_scenarios.xlsx
2023 | 30 | GIR90_ISW_EF_H | 149 | 372 | 0 | 0 | 1 | 0 | 0 | 0 | 0 | 0 | 0 | 40 | 48.0043 | 57.0046 | ≤5% | ≤1 m | pressure_indicators_2022_2025_all_scenarios.xlsx
2023 | 30 | GIR90_ISW_EF_H | 153 | 387 | 0 | 0 | 1 | 0 | 0 | 0 | 0 | 0 | 0 | 40 | 53.1985 | 62.273 | ≤5% | ≤1 m | pressure_indicators_2022_2025_all_scenarios.xlsx
2023 | 30 | GIR90_ISW_EF_H | 161 | 397 | 0 | 0 | 1 | 0 | 0 | 0 | 0 | 0 | 0 | 40 | 70.0541 | 77.5957 | ≤5% | ≤1 m | pressure_indicators_2022_2025_all_scenarios.xlsx
2023 | 30 | GIR90_ISW_EF_H | 165 | 398 | 0 | 0 | 1 | 0 | 0 | 0 | 0 | 0 | 0 | 40 | 77.8082 | 84.0596 | ≤5% | ≤1 m | pressure_indicators_2022_2025_all_scenarios.xlsx
2023 | 30 | GIR90_ISW_EF_H | 169 | 382 | 0 | 0 | 1 | 0 | 0 | 0 | 0 | 0 | 0 | 40 | 80.1653 | 84.8499 | ≤5% | ≤1 m | pressure_indicators_2022_2025_all_scenarios.xlsx
2023 | 30 | GIR90_ISW_EF_H | 173 | 385 | 0 | 0 | 1 | 0 | 0 | 0 | 0 | 0 | 0 | 40 | 77.0846 | 82.102 | ≤5% | ≤1 m | pressure_indicators_2022_2025_all_scenarios.xlsx
2023 | 30 | GIR90_ISW_EF_H | 177 | 402 | 0 | 0 | 1 | 0 | 0 | 0 | 0 | 0 | 0 | 40 | 47.079 | 58.2034 | ≤5% | ≤1 m | pressure_indicators_2022_2025_all_scenarios.xlsx
2023 | 30 | GIR90_ISW_EF_H | 181 | 361 | 0 | 0 | 1 | 0 | 0 | 0 | 0 | 0 | 0 | 40 | 74.7609 | 80.0196 | ≤5% | ≤1 m | pressure_indicators_2022_2025_all_scenarios.xlsx
2023 | 30 | GIR90_ISW_EF_H | 189 | 389 | 0 | 0 | 1 | 0 | 0 | 0 | 0 | 0 | 0 | 40 | 69.1364 | 73.5255 | ≤5% | ≤1 m | pressure_indicators_2022_2025_all_scenarios.xlsx
2023 | 30 | GIR90_ISW_EF_H | 193 | 389 | 0 | 0 | 1 | 0 | 0 | 0 | 0 | 0 | 0 | 40 | 57.6389 | 67.9135 | ≤5% | ≤1 m | pressure_indicators_2022_2025_all_scenarios.xlsx
2023 | 30 | GIR90_ISW_EF_H | 207 | 356 | 0 | 0 | 1 | 0 | 0 | 0 | 0 | 0 | 0 | 40 | 62.5891 | 64.0523 | ≤5% | ≤1 m | pressure_indicators_2022_2025_all_scenarios.xlsx
2023 | 30 | GIR90_ISW_EF_H | 211 | 375 | 0 | 0 | 1 | 0 | 0 | 0 | 0 | 0 | 0 | 40 | 52.3756 | 57.8847 | ≤5% | ≤1 m | pressure_indicators_2022_2025_all_scenarios.xlsx
2023 | 30 | GIR90_ISW_EF_H | 216 | 390 | 0 | 0 | 1 | 0 | 0 | 0 | 0 | 0 | 0 | 40 | 63.2459 | 64.7256 | ≤5% | ≤1 m | pressure_indicators_2022_2025_all_scenarios.xlsx
2023 | 30 | GIR90_ISW_EF_H | 220 | 374 | 0 | 0 | 1 | 0 | 0 | 0 | 0 | 0 | 0 | 40 | 60.021 | 65.6771 | ≤5% | ≤1 m | pressure_indicators_2022_2025_all_scenarios.xlsx
2023 | 30 | GIR90_ISW_EF_H | 224 | 412 | 0 | 0 | 1 | 0 | 0 | 0 | 0 | 0 | 0 | 40 | 63.5599 | 67.4622 | ≤5% | ≤1 m | pressure_indicators_2022_2025_all_scenarios.xlsx
2023 | 30 | GIR90_ISW_EF_H | 228 | 392 | 0 | 0 | 1 | 0 | 0 | 0 | 0 | 0 | 0 | 40 | 68.0438 | 71.6842 | ≤5% | ≤1 m | pressure_indicators_2022_2025_all_scenarios.xlsx
2023 | 30 | GIR90_ISW_EF_H | 232 | 371 | 0 | 0 | 1 | 0 | 0 | 0 | 0 | 0 | 0 | 40 | 82.4001 | 83.2972 | ≤5% | ≤1 m | pressure_indicators_2022_2025_all_scenarios.xlsx
2023 | 30 | GIR90_ISW_EF_H | 234 | 399 | 0 | 0 | 1 | 0 | 0 | 0 | 0 | 0 | 0 | 40 | 45.0291 | 46.3796 | ≤5% | ≤1 m | pressure_indicators_2022_2025_all_scenarios.xlsx
2023 | 30 | GIR90_ISW_EF_H | 238 | 387 | 0 | 0 | 1 | 0 | 0 | 0 | 0 | 0 | 0 | 40 | 65.46 | 67.6533 | ≤5% | ≤1 m | pressure_indicators_2022_2025_all_scenarios.xlsx
2023 | 30 | GIR90_ISW_EF_H | 243 | 369 | 0 | 0 | 1 | 0 | 0 | 0 | 0 | 0 | 0 | 40 | 61.6442 | 62.6731 | ≤5% | ≤1 m | pressure_indicators_2022_2025_all_scenarios.xlsx
2023 | 30 | GIR90_ISW_EF_H | 248 | 385 | 0 | 0 | 1 | 0 | 0 | 0 | 0 | 0 | 0 | 40 | 68.2747 | 68.8791 | ≤5% | ≤1 m | pressure_indicators_2022_2025_all_scenarios.xlsx
2023 | 30 | GIR90_ISW_EF_H | 253 | 390 | 0 | 0 | 1 | 0 | 0 | 0 | 0 | 0 | 0 | 40 | 75.7123 | 76.4336 | ≤5% | ≤1 m | pressure_indicators_2022_2025_all_scenarios.xlsx
2023 | 30 | GIR90_ISW_EF_H | 266 | 379 | 0 | 0 | 1 | 0 | 0 | 0 | 0 | 0 | 0 | 40 | 78.7806 | 80.2559 | ≤5% | ≤1 m | pressure_indicators_2022_2025_all_scenarios.xlsx
2023 | 30 | GIR90_ISW_EF_H | 270 | 404 | 0 | 0 | 1 | 0 | 0 | 0 | 0 | 0 | 0 | 40 | 58.7784 | 60.4789 | ≤5% | ≤1 m | pressure_indicators_2022_2025_all_scenarios.xlsx
2023 | 30 | GIR90_ISW_EF_H | 274 | 381 | 0 | 0 | 1 | 0 | 0 | 0 | 0 | 0 | 0 | 40 | 72.7555 | 74.4069 | ≤5% | ≤1 m | pressure_indicators_2022_2025_all_scenarios.xlsx
2023 | 30 | GIR90_ISW_EF_H | 278 | 377 | 0 | 0 | 1 | 0 | 0 | 0 | 0 | 0 | 0 | 40 | 52.0077 | 54.02 | ≤5% | ≤1 m | pressure_indicators_2022_2025_all_scenarios.xlsx
2023 | 30 | GIR90_ISW_EF_H | 282 | 383 | 0 | 0 | 1 | 0 | 0 | 0 | 0 | 0 | 0 | 40 | 80.3806 | 84.0209 | ≤5% | ≤1 m | pressure_indicators_2022_2025_all_scenarios.xlsx
2023 | 30 | GIR90_ISW_EF_H | 286 | 402 | 0 | 0 | 1 | 0 | 0 | 0 | 0 | 0 | 0 | 40 | 79.852 | 82.3685 | ≤5% | ≤1 m | pressure_indicators_2022_2025_all_scenarios.xlsx
2023 | 30 | GIR90_ISW_EF_H | 290 | 380 | 0 | 0 | 1 | 0 | 0 | 0 | 0 | 0 | 0 | 40 | 84.5042 | 86.7506 | ≤5% | ≤1 m | pressure_indicators_2022_2025_all_scenarios.xlsx
2023 | 30 | GIR90_ISW_EF_H | 294 | 394 | 0 | 0 | 1 | 0 | 0 | 0 | 0 | 0 | 0 | 40 | 82.4596 | 84.327 | ≤5% | ≤1 m | pressure_indicators_2022_2025_all_scenarios.xlsx
2023 | 30 | GIR90_ISW_EF_H | 302 | 375 | 0 | 0 | 1 | 0 | 0 | 0 | 0 | 0 | 0 | 40 | 82.9808 | 84.8134 | ≤5% | ≤1 m | pressure_indicators_2022_2025_all_scenarios.xlsx
2023 | 30 | GIR90_ISW_EF_H | 306 | 365 | 0 | 0 | 1 | 0 | 0 | 0 | 0 | 0 | 0 | 40 | 67.1615 | 69.0715 | ≤5% | ≤1 m | pressure_indicators_2022_2025_all_scenarios.xlsx
2023 | 30 | GIR90_ISW_EF_H | 310 | 363 | 0 | 0 | 1 | 0 | 0 | 0 | 0 | 0 | 0 | 40 | 40.6691 | 45.6524 | ≤5% | ≤1 m | pressure_indicators_2022_2025_all_scenarios.xlsx
2023 | 30 | GIR90_ISW_EF_H | 314 | 396 | 0 | 0 | 1 | 0 | 0 | 0 | 0 | 0 | 0 | 40 | 54.5017 | 60.1954 | ≤5% | ≤1 m | pressure_indicators_2022_2025_all_scenarios.xlsx
2023 | 30 | GIR90_ISW_EF_H | 318 | 379 | 0 | 0 | 1 | 0 | 0 | 0 | 0 | 0 | 0 | 40 | 59.112 | 63.126 | ≤5% | ≤1 m | pressure_indicators_2022_2025_all_scenarios.xlsx
2023 | 30 | GIR90_ISW_EF_H | 323 | 389 | 0 | 0 | 1 | 0 | 0 | 0 | 0 | 0 | 0 | 40 | 58.8856 | 63.2698 | ≤5% | ≤1 m | pressure_indicators_2022_2025_all_scenarios.xlsx
2023 | 30 | GIR90_ISW_EF_H | 327 | 353 | 0 | 0 | 1 | 0 | 0 | 0 | 0 | 0 | 0 | 40 | 58.6599 | 62.257 | ≤5% | ≤1 m | pressure_indicators_2022_2025_all_scenarios.xlsx
2023 | 30 | GIR90_ISW_EF_H | 331 | 381 | 0 | 0 | 1 | 0 | 0 | 0 | 0 | 0 | 0 | 40 | 53.5745 | 63.2921 | ≤5% | ≤1 m | pressure_indicators_2022_2025_all_scenarios.xlsx
2023 | 30 | GIR90_ISW_EF_H | 333 | 403 | 0 | 0 | 1 | 0 | 0 | 0 | 0 | 0 | 0 | 40 | 56.6825 | 67.0191 | ≤5% | ≤1 m | pressure_indicators_2022_2025_all_scenarios.xlsx
2023 | 30 | GIR90_ISW_EF_H | 338 | 384 | 0 | 0 | 1 | 0 | 0 | 0 | 0 | 0 | 0 | 40 | 58.9856 | 68.5922 | ≤5% | ≤1 m | pressure_indicators_2022_2025_all_scenarios.xlsx
2023 | 30 | GIR90_ISW_EF_H | 342 | 357 | 0 | 0 | 1 | 0 | 0 | 0 | 0 | 0 | 0 | 40 | 61.939 | 69.2083 | ≤5% | ≤1 m | pressure_indicators_2022_2025_all_scenarios.xlsx
2023 | 30 | GIR90_ISW_EF_H | 346 | 389 | 0 | 0 | 1 | 0 | 0 | 0 | 0 | 0 | 0 | 40 | 55.4838 | 58.9601 | ≤5% | ≤1 m | pressure_indicators_2022_2025_all_scenarios.xlsx
2023 | 30 | GIR90_ISW_EF_H | 350 | 390 | 0 | 0 | 1 | 0 | 0 | 0 | 0 | 0 | 0 | 40 | 57.3181 | 63.4194 | ≤5% | ≤1 m | pressure_indicators_2022_2025_all_scenarios.xlsx
2023 | 30 | GIR90_ISW_EF_H | 360 | 377 | 0 | 0 | 1 | 0 | 0 | 0 | 0 | 0 | 0 | 40 | 60.1922 | 66.1834 | ≤5% | ≤1 m | pressure_indicators_2022_2025_all_scenarios.xlsx
2023 | 30 | GIR90_ISW_EF_H | 364 | 382 | 0 | 0 | 1 | 0 | 0 | 0 | 0 | 0 | 0 | 40 | 68.1012 | 72.2164 | ≤5% | ≤1 m | pressure_indicators_2022_2025_all_scenarios.xlsx
2023 | 30 | GIR90_ISW_EF_H | 372 | 406 | 0 | 0 | 1 | 0 | 0 | 0 | 0 | 0 | 0 | 40 | 69.8142 | 71.7914 | ≤5% | ≤1 m | pressure_indicators_2022_2025_all_scenarios.xlsx
2023 | 30 | GIR90_ISW_EF_H | 381 | 400 | 0 | 0 | 1 | 0 | 0 | 0 | 0 | 0 | 0 | 40 | 62.0081 | 63.5643 | ≤5% | ≤1 m | pressure_indicators_2022_2025_all_scenarios.xlsx
2023 | 30 | GIR90_ISW_EF_H | 385 | 368 | 0 | 0 | 1 | 0 | 0 | 0 | 0 | 0 | 0 | 40 | 49.4463 | 52.8345 | ≤5% | ≤1 m | pressure_indicators_2022_2025_all_scenarios.xlsx
2023 | 30 | GIR90_ISW_EF_H | 389 | 373 | 0 | 0 | 1 | 0 | 0 | 0 | 0 | 0 | 0 | 40 | 50.8254 | 52.6526 | ≤5% | ≤1 m | pressure_indicators_2022_2025_all_scenarios.xlsx
2023 | 30 | GIR90_ISW_EF_H | 393 | 400 | 0 | 0 | 1 | 0 | 0 | 0 | 0 | 0 | 0 | 40 | 50.1362 | 53.0825 | ≤5% | ≤1 m | pressure_indicators_2022_2025_all_scenarios.xlsx
2023 | 30 | GIR90_ISW_EF_H | 397 | 386 | 0 | 0 | 1 | 0 | 0 | 0 | 0 | 0 | 0 | 40 | 64.5367 | 66.4668 | ≤5% | ≤1 m | pressure_indicators_2022_2025_all_scenarios.xlsx
2023 | 30 | GIR90_ISW_EF_H | 401 | 377 | 0 | 0 | 1 | 0 | 0 | 0 | 0 | 0 | 0 | 40 | 71.9763 | 74.1262 | ≤5% | ≤1 m | pressure_indicators_2022_2025_all_scenarios.xlsx
2023 | 30 | GIR90_ISW_EF_H | 405 | 414 | 0 | 0 | 1 | 0 | 0 | 0 | 0 | 0 | 0 | 40 | 62.3184 | 64.9404 | ≤5% | ≤1 m | pressure_indicators_2022_2025_all_scenarios.xlsx
2023 | 30 | GIR90_ISW_EF_H | 409 | 399 | 0 | 0 | 1 | 0 | 0 | 0 | 0 | 0 | 0 | 40 | 63.2562 | 66.0303 | ≤5% | ≤1 m | pressure_indicators_2022_2025_all_scenarios.xlsx
2023 | 30 | GIR90_ISW_EF_H | 414 | 388 | 0 | 0 | 1 | 0 | 0 | 0 | 0 | 0 | 0 | 40 | 49.802 | 52.1588 | ≤5% | ≤1 m | pressure_indicators_2022_2025_all_scenarios.xlsx
2023 | 30 | GIR90_ISW_EF_H | 419 | 378 | 0 | 0 | 1 | 0 | 0 | 0 | 0 | 0 | 0 | 40 | 58.0059 | 60.6559 | ≤5% | ≤1 m | pressure_indicators_2022_2025_all_scenarios.xlsx
2023 | 30 | GIR90_ISW_EF_H | 423 | 376 | 0 | 0 | 1 | 0 | 0 | 0 | 0 | 0 | 0 | 40 | 59.2562 | 62.5055 | ≤5% | ≤1 m | pressure_indicators_2022_2025_all_scenarios.xlsx
2023 | 30 | GIR90_ISW_EF_H | 428 | 384 | 0 | 0 | 1 | 0 | 0 | 0 | 0 | 0 | 0 | 40 | 60.6127 | 64.1286 | ≤5% | ≤1 m | pressure_indicators_2022_2025_all_scenarios.xlsx
2023 | 30 | GIR90_ISW_EF_H | 434 | 400 | 0 | 0 | 1 | 0 | 0 | 0 | 0 | 0 | 0 | 40 | 60.5477 | 64.2011 | ≤5% | ≤1 m | pressure_indicators_2022_2025_all_scenarios.xlsx
2023 | 30 | GIR90_ISW_EF_H | 438 | 372 | 0 | 0 | 1 | 0 | 0 | 0 | 0 | 0 | 0 | 40 | 60.3529 | 63.8141 | ≤5% | ≤1 m | pressure_indicators_2022_2025_all_scenarios.xlsx
2023 | 30 | GIR90_ISW_EF_H | 508 | 385 | 0 | 0 | 1 | 0 | 0 | 0 | 0 | 0 | 0 | 40 | 54.2354 | 61.5145 | ≤5% | ≤1 m | pressure_indicators_2022_2025_all_scenarios.xlsx
2023 | 30 | GIR90_ISW_EF_H | 510 | 370 | 0 | 0 | 1 | 0 | 0 | 0 | 0 | 0 | 0 | 40 | 45.7664 | 52.6549 | ≤5% | ≤1 m | pressure_indicators_2022_2025_all_scenarios.xlsx
2023 | 30 | GIR90_ISW_EF_H | 512 | 365 | 0 | 0 | 1 | 0 | 0 | 0 | 0 | 0 | 0 | 40 | 51.2079 | 58.9141 | ≤5% | ≤1 m | pressure_indicators_2022_2025_all_scenarios.xlsx
2023 | 30 | GIR90_ISW_EF_H | 514 | 401 | 0 | 0 | 1 | 0 | 0 | 0 | 0 | 0 | 0 | 40 | 50.7202 | 58.4977 | ≤5% | ≤1 m | pressure_indicators_2022_2025_all_scenarios.xlsx
2023 | 30 | GIR90_ISW_EF_H | 516 | 379 | 0 | 0 | 1 | 0 | 0 | 0 | 0 | 0 | 0 | 40 | 50.2517 | 56.823 | ≤5% | ≤1 m | pressure_indicators_2022_2025_all_scenarios.xlsx
2023 | 30 | GIR90_ISW_EF_H | 518 | 380 | 0 | 0 | 1 | 0 | 0 | 0 | 0 | 0 | 0 | 40 | 49.4678 | 57.324 | ≤5% | ≤1 m | pressure_indicators_2022_2025_all_scenarios.xlsx
2023 | 30 | GIR90_ISW_EF_H | 520 | 372 | 0 | 0 | 1 | 0 | 0 | 0 | 0 | 0 | 0 | 40 | 47.7564 | 55.6105 | ≤5% | ≤1 m | pressure_indicators_2022_2025_all_scenarios.xlsx
2023 | 30 | GIR90_ISW_EF_H | 522 | 373 | 0 | 0 | 1 | 0 | 0 | 0 | 0 | 0 | 0 | 40 | 44.5199 | 52.4495 | ≤5% | ≤1 m | pressure_indicators_2022_2025_all_scenarios.xlsx
2023 | 30 | GIR90_ISW_EF_H | 524 | 416 | 0 | 0 | 1 | 0 | 0 | 0 | 0 | 0 | 0 | 40 | 43.0282 | 50.6942 | ≤5% | ≤1 m | pressure_indicators_2022_2025_all_scenarios.xlsx
2023 | 30 | GIR90_ISW_EF_H | 526 | 379 | 0 | 0 | 1 | 0 | 0 | 0 | 0 | 0 | 0 | 40 | 45.4721 | 53.2033 | ≤5% | ≤1 m | pressure_indicators_2022_2025_all_scenarios.xlsx
2023 | 30 | GIR90_ISW_EF_H | 528 | 392 | 0 | 0 | 1 | 0 | 0 | 0 | 0 | 0 | 0 | 40 | 48.4855 | 55.5882 | ≤5% | ≤1 m | pressure_indicators_2022_2025_all_scenarios.xlsx
2023 | 30 | GIR90_ISW_EF_H | 530 | 391 | 0 | 0 | 1 | 0 | 0 | 0 | 0 | 0 | 0 | 40 | 49.2774 | 56.293 | ≤5% | ≤1 m | pressure_indicators_2022_2025_all_scenarios.xlsx
2023 | 30 | GIR90_ISW_EF_H | 532 | 366 | 0 | 0 | 1 | 0 | 0 | 0 | 0 | 0 | 0 | 40 | 47.1187 | 54.8862 | ≤5% | ≤1 m | pressure_indicators_2022_2025_all_scenarios.xlsx
2023 | 30 | GIR90_ISW_EF_H | 534 | 390 | 0 | 0 | 1 | 0 | 0 | 0 | 0 | 0 | 0 | 40 | 41.0812 | 48.6213 | ≤5% | ≤1 m | pressure_indicators_2022_2025_all_scenarios.xlsx
2023 | 30 | GIR90_ISW_EF_H | 536 | 420 | 0 | 0 | 1 | 0 | 0 | 0 | 0 | 0 | 0 | 40 | 41.8675 | 50.0547 | ≤5% | ≤1 m | pressure_indicators_2022_2025_all_scenarios.xlsx
2023 | 30 | GIR90_ISW_EF_H | 538 | 386 | 1 | 0.0025907 | 0.99741 | 0.0012427 | 0.47968 | 0.47968 | 3.1068e-05 | 0.011992 | 0.011992 | 40 | 39.5203 | 47.6132 | ≤5% | ≤1 m | pressure_indicators_2022_2025_all_scenarios.xlsx
2023 | 30 | GIR90_ISW_EF_H | 540 | 384 | 0 | 0 | 1 | 0 | 0 | 0 | 0 | 0 | 0 | 40 | 41.9262 | 49.594 | ≤5% | ≤1 m | pressure_indicators_2022_2025_all_scenarios.xlsx
2023 | 30 | GIR90_ISW_EF_H | 542 | 408 | 2 | 0.004902 | 0.9951 | 0.0015295 | 0.31202 | 0.56214 | 3.8238e-05 | 0.0078005 | 0.011552 | 40 | 39.4379 | 47.4556 | ≤5% | ≤1 m | pressure_indicators_2022_2025_all_scenarios.xlsx
2023 | 30 | GIR90_ISW_EF_H | 544 | 403 | 0 | 0 | 1 | 0 | 0 | 0 | 0 | 0 | 0 | 40 | 48.256 | 56.8164 | ≤5% | ≤1 m | pressure_indicators_2022_2025_all_scenarios.xlsx
2023 | 30 | GIR90_ISW_EF_H | 546 | 397 | 0 | 0 | 1 | 0 | 0 | 0 | 0 | 0 | 0 | 40 | 49.3204 | 57.5746 | ≤5% | ≤1 m | pressure_indicators_2022_2025_all_scenarios.xlsx
2023 | 30 | GIR90_ISW_EF_H | 548 | 397 | 0 | 0 | 1 | 0 | 0 | 0 | 0 | 0 | 0 | 40 | 49.4932 | 56.9677 | ≤5% | ≤1 m | pressure_indicators_2022_2025_all_scenarios.xlsx
2023 | 30 | GIR90_ISW_EF_H | 550 | 396 | 0 | 0 | 1 | 0 | 0 | 0 | 0 | 0 | 0 | 40 | 61.2912 | 69.098 | ≤5% | ≤1 m | pressure_indicators_2022_2025_all_scenarios.xlsx
2023 | 30 | GIR90_ISW_EF_H | 552 | 388 | 0 | 0 | 1 | 0 | 0 | 0 | 0 | 0 | 0 | 40 | 49.0833 | 57.2552 | ≤5% | ≤1 m | pressure_indicators_2022_2025_all_scenarios.xlsx
2023 | 30 | GIR90_ISW_EF_H | 554 | 355 | 1 | 0.0028169 | 0.99718 | 0.00012303 | 0.043676 | 0.043676 | 3.0758e-06 | 0.0010919 | 0.0010919 | 40 | 39.9563 | 48.0965 | ≤5% | ≤1 m | pressure_indicators_2022_2025_all_scenarios.xlsx
2023 | 30 | GIR90_ISW_EF_H | 556 | 382 | 6 | 0.015707 | 0.98429 | 0.010184 | 0.64838 | 1.0355 | 0.0002546 | 0.016209 | 0.024453 | 40 | 38.9645 | 45.7066 | ≤5% | ≤1 m | pressure_indicators_2022_2025_all_scenarios.xlsx
2023 | 30 | GIR90_ISW_EF_H | 558 | 377 | 300 | 0.79576 | 0.20424 | 2.2516 | 2.8295 | 9.0724 | 0.056289 | 0.070737 | 0.10958 | 40 | 30.9276 | 37.925 | >20% | 1–3 m | pressure_indicators_2022_2025_all_scenarios.xlsx
2023 | 30 | GIR90_ISW_EF_H | 562 | 393 | 0 | 0 | 1 | 0 | 0 | 0 | 0 | 0 | 0 | 40 | 42.7268 | 49.9236 | ≤5% | ≤1 m | pressure_indicators_2022_2025_all_scenarios.xlsx
2023 | 30 | GIR90_ISW_EF_H | 571 | 390 | 0 | 0 | 1 | 0 | 0 | 0 | 0 | 0 | 0 | 40 | 77.2292 | 79.0527 | ≤5% | ≤1 m | pressure_indicators_2022_2025_all_scenarios.xlsx
2023 | 30 | GIR90_ISW_EF_H | 580 | 380 | 0 | 0 | 1 | 0 | 0 | 0 | 0 | 0 | 0 | 40 | 63.7277 | 66.6875 | ≤5% | ≤1 m | pressure_indicators_2022_2025_all_scenarios.xlsx
2023 | 30 | GIR90_ISW_EF_H | 593 | 385 | 0 | 0 | 1 | 0 | 0 | 0 | 0 | 0 | 0 | 40 | 43.2082 | 45.4854 | ≤5% | ≤1 m | pressure_indicators_2022_2025_all_scenarios.xlsx
2023 | 30 | GIR90_ISW_EF_H | 595 | 370 | 0 | 0 | 1 | 0 | 0 | 0 | 0 | 0 | 0 | 40 | 43.9441 | 45.6373 | ≤5% | ≤1 m | pressure_indicators_2022_2025_all_scenarios.xlsx
2023 | 30 | GIR90_ISW_EF_H | 597 | 375 | 0 | 0 | 1 | 0 | 0 | 0 | 0 | 0 | 0 | 40 | 72.5323 | 74.4487 | ≤5% | ≤1 m | pressure_indicators_2022_2025_all_scenarios.xlsx
2023 | 30 | GIR90_ISW_EF_H | 599 | 399 | 0 | 0 | 1 | 0 | 0 | 0 | 0 | 0 | 0 | 40 | 72.9229 | 74.8581 | ≤5% | ≤1 m | pressure_indicators_2022_2025_all_scenarios.xlsx
2023 | 40 | GIR90_ISW_EF_L | 135 | 366 | 0 | 0 | 1 | 0 | 0 | 0 | 0 | 0 | 0 | 40 | 73.5456 | 73.7215 | ≤5% | ≤1 m | pressure_indicators_2022_2025_all_scenarios.xlsx
2023 | 40 | GIR90_ISW_EF_L | 139 | 379 | 0 | 0 | 1 | 0 | 0 | 0 | 0 | 0 | 0 | 40 | 68.6375 | 68.9582 | ≤5% | ≤1 m | pressure_indicators_2022_2025_all_scenarios.xlsx
2023 | 40 | GIR90_ISW_EF_L | 145 | 372 | 0 | 0 | 1 | 0 | 0 | 0 | 0 | 0 | 0 | 40 | 63.7461 | 72.2801 | ≤5% | ≤1 m | pressure_indicators_2022_2025_all_scenarios.xlsx
2023 | 40 | GIR90_ISW_EF_L | 149 | 370 | 0 | 0 | 1 | 0 | 0 | 0 | 0 | 0 | 0 | 40 | 48.8461 | 56.7795 | ≤5% | ≤1 m | pressure_indicators_2022_2025_all_scenarios.xlsx
2023 | 40 | GIR90_ISW_EF_L | 153 | 409 | 0 | 0 | 1 | 0 | 0 | 0 | 0 | 0 | 0 | 40 | 54.0402 | 62.1601 | ≤5% | ≤1 m | pressure_indicators_2022_2025_all_scenarios.xlsx
2023 | 40 | GIR90_ISW_EF_L | 161 | 391 | 0 | 0 | 1 | 0 | 0 | 0 | 0 | 0 | 0 | 40 | 70.8959 | 77.4831 | ≤5% | ≤1 m | pressure_indicators_2022_2025_all_scenarios.xlsx
2023 | 40 | GIR90_ISW_EF_L | 165 | 413 | 0 | 0 | 1 | 0 | 0 | 0 | 0 | 0 | 0 | 40 | 78.3381 | 83.792 | ≤5% | ≤1 m | pressure_indicators_2022_2025_all_scenarios.xlsx
2023 | 40 | GIR90_ISW_EF_L | 169 | 403 | 0 | 0 | 1 | 0 | 0 | 0 | 0 | 0 | 0 | 40 | 79.1945 | 84.6611 | ≤5% | ≤1 m | pressure_indicators_2022_2025_all_scenarios.xlsx
2023 | 40 | GIR90_ISW_EF_L | 173 | 357 | 0 | 0 | 1 | 0 | 0 | 0 | 0 | 0 | 0 | 40 | 76.7116 | 82.0418 | ≤5% | ≤1 m | pressure_indicators_2022_2025_all_scenarios.xlsx
2023 | 40 | GIR90_ISW_EF_L | 177 | 391 | 0 | 0 | 1 | 0 | 0 | 0 | 0 | 0 | 0 | 40 | 48.3912 | 57.886 | ≤5% | ≤1 m | pressure_indicators_2022_2025_all_scenarios.xlsx
2023 | 40 | GIR90_ISW_EF_L | 181 | 397 | 0 | 0 | 1 | 0 | 0 | 0 | 0 | 0 | 0 | 40 | 75.0289 | 79.8539 | ≤5% | ≤1 m | pressure_indicators_2022_2025_all_scenarios.xlsx
2023 | 40 | GIR90_ISW_EF_L | 189 | 365 | 0 | 0 | 1 | 0 | 0 | 0 | 0 | 0 | 0 | 40 | 68.7125 | 73.2813 | ≤5% | ≤1 m | pressure_indicators_2022_2025_all_scenarios.xlsx
2023 | 40 | GIR90_ISW_EF_L | 193 | 377 | 0 | 0 | 1 | 0 | 0 | 0 | 0 | 0 | 0 | 40 | 58.9511 | 67.5328 | ≤5% | ≤1 m | pressure_indicators_2022_2025_all_scenarios.xlsx
2023 | 40 | GIR90_ISW_EF_L | 207 | 388 | 0 | 0 | 1 | 0 | 0 | 0 | 0 | 0 | 0 | 40 | 62.5358 | 64.0085 | ≤5% | ≤1 m | pressure_indicators_2022_2025_all_scenarios.xlsx
2023 | 40 | GIR90_ISW_EF_L | 211 | 401 | 0 | 0 | 1 | 0 | 0 | 0 | 0 | 0 | 0 | 40 | 52.2809 | 57.7694 | ≤5% | ≤1 m | pressure_indicators_2022_2025_all_scenarios.xlsx
2023 | 40 | GIR90_ISW_EF_L | 216 | 374 | 0 | 0 | 1 | 0 | 0 | 0 | 0 | 0 | 0 | 40 | 63.1926 | 64.6264 | ≤5% | ≤1 m | pressure_indicators_2022_2025_all_scenarios.xlsx
2023 | 40 | GIR90_ISW_EF_L | 220 | 391 | 0 | 0 | 1 | 0 | 0 | 0 | 0 | 0 | 0 | 40 | 59.9262 | 65.5558 | ≤5% | ≤1 m | pressure_indicators_2022_2025_all_scenarios.xlsx
2023 | 40 | GIR90_ISW_EF_L | 224 | 403 | 0 | 0 | 1 | 0 | 0 | 0 | 0 | 0 | 0 | 40 | 63.4652 | 67.281 | ≤5% | ≤1 m | pressure_indicators_2022_2025_all_scenarios.xlsx
2023 | 40 | GIR90_ISW_EF_L | 228 | 389 | 0 | 0 | 1 | 0 | 0 | 0 | 0 | 0 | 0 | 40 | 67.949 | 71.6814 | ≤5% | ≤1 m | pressure_indicators_2022_2025_all_scenarios.xlsx
2023 | 40 | GIR90_ISW_EF_L | 232 | 375 | 0 | 0 | 1 | 0 | 0 | 0 | 0 | 0 | 0 | 40 | 82.3053 | 83.3182 | ≤5% | ≤1 m | pressure_indicators_2022_2025_all_scenarios.xlsx
2023 | 40 | GIR90_ISW_EF_L | 234 | 387 | 0 | 0 | 1 | 0 | 0 | 0 | 0 | 0 | 0 | 40 | 44.9227 | 46.4079 | ≤5% | ≤1 m | pressure_indicators_2022_2025_all_scenarios.xlsx
2023 | 40 | GIR90_ISW_EF_L | 238 | 391 | 0 | 0 | 1 | 0 | 0 | 0 | 0 | 0 | 0 | 40 | 65.3536 | 67.7283 | ≤5% | ≤1 m | pressure_indicators_2022_2025_all_scenarios.xlsx
2023 | 40 | GIR90_ISW_EF_L | 243 | 363 | 0 | 0 | 1 | 0 | 0 | 0 | 0 | 0 | 0 | 40 | 61.5878 | 62.6763 | ≤5% | ≤1 m | pressure_indicators_2022_2025_all_scenarios.xlsx
2023 | 40 | GIR90_ISW_EF_L | 248 | 361 | 0 | 0 | 1 | 0 | 0 | 0 | 0 | 0 | 0 | 40 | 68.4634 | 68.8756 | ≤5% | ≤1 m | pressure_indicators_2022_2025_all_scenarios.xlsx
2023 | 40 | GIR90_ISW_EF_L | 253 | 382 | 0 | 0 | 1 | 0 | 0 | 0 | 0 | 0 | 0 | 40 | 75.8466 | 76.444 | ≤5% | ≤1 m | pressure_indicators_2022_2025_all_scenarios.xlsx
2023 | 40 | GIR90_ISW_EF_L | 266 | 372 | 0 | 0 | 1 | 0 | 0 | 0 | 0 | 0 | 0 | 40 | 78.7065 | 80.2262 | ≤5% | ≤1 m | pressure_indicators_2022_2025_all_scenarios.xlsx
2023 | 40 | GIR90_ISW_EF_L | 270 | 376 | 0 | 0 | 1 | 0 | 0 | 0 | 0 | 0 | 0 | 40 | 58.5387 | 60.4224 | ≤5% | ≤1 m | pressure_indicators_2022_2025_all_scenarios.xlsx
2023 | 40 | GIR90_ISW_EF_L | 274 | 383 | 0 | 0 | 1 | 0 | 0 | 0 | 0 | 0 | 0 | 40 | 72.5145 | 74.3292 | ≤5% | ≤1 m | pressure_indicators_2022_2025_all_scenarios.xlsx
2023 | 40 | GIR90_ISW_EF_L | 278 | 399 | 0 | 0 | 1 | 0 | 0 | 0 | 0 | 0 | 0 | 40 | 51.7681 | 54.004 | ≤5% | ≤1 m | pressure_indicators_2022_2025_all_scenarios.xlsx
2023 | 40 | GIR90_ISW_EF_L | 282 | 389 | 0 | 0 | 1 | 0 | 0 | 0 | 0 | 0 | 0 | 40 | 79.4967 | 84.0402 | ≤5% | ≤1 m | pressure_indicators_2022_2025_all_scenarios.xlsx
2023 | 40 | GIR90_ISW_EF_L | 286 | 397 | 0 | 0 | 1 | 0 | 0 | 0 | 0 | 0 | 0 | 40 | 78.9682 | 82.3198 | ≤5% | ≤1 m | pressure_indicators_2022_2025_all_scenarios.xlsx
2023 | 40 | GIR90_ISW_EF_L | 290 | 376 | 0 | 0 | 1 | 0 | 0 | 0 | 0 | 0 | 0 | 40 | 83.807 | 86.7967 | ≤5% | ≤1 m | pressure_indicators_2022_2025_all_scenarios.xlsx
2023 | 40 | GIR90_ISW_EF_L | 294 | 407 | 0 | 0 | 1 | 0 | 0 | 0 | 0 | 0 | 0 | 40 | 82.0613 | 84.3085 | ≤5% | ≤1 m | pressure_indicators_2022_2025_all_scenarios.xlsx
2023 | 40 | GIR90_ISW_EF_L | 302 | 383 | 0 | 0 | 1 | 0 | 0 | 0 | 0 | 0 | 0 | 40 | 82.7412 | 84.7614 | ≤5% | ≤1 m | pressure_indicators_2022_2025_all_scenarios.xlsx
2023 | 40 | GIR90_ISW_EF_L | 306 | 373 | 0 | 0 | 1 | 0 | 0 | 0 | 0 | 0 | 0 | 40 | 66.9219 | 69.0887 | ≤5% | ≤1 m | pressure_indicators_2022_2025_all_scenarios.xlsx
2023 | 40 | GIR90_ISW_EF_L | 310 | 388 | 0 | 0 | 1 | 0 | 0 | 0 | 0 | 0 | 0 | 40 | 40.6874 | 45.5814 | ≤5% | ≤1 m | pressure_indicators_2022_2025_all_scenarios.xlsx
2023 | 40 | GIR90_ISW_EF_L | 314 | 374 | 0 | 0 | 1 | 0 | 0 | 0 | 0 | 0 | 0 | 40 | 54.52 | 60.0988 | ≤5% | ≤1 m | pressure_indicators_2022_2025_all_scenarios.xlsx
2023 | 40 | GIR90_ISW_EF_L | 318 | 398 | 0 | 0 | 1 | 0 | 0 | 0 | 0 | 0 | 0 | 40 | 59.5589 | 63.1418 | ≤5% | ≤1 m | pressure_indicators_2022_2025_all_scenarios.xlsx
2023 | 40 | GIR90_ISW_EF_L | 323 | 407 | 0 | 0 | 1 | 0 | 0 | 0 | 0 | 0 | 0 | 40 | 59.3307 | 63.1884 | ≤5% | ≤1 m | pressure_indicators_2022_2025_all_scenarios.xlsx
2023 | 40 | GIR90_ISW_EF_L | 327 | 375 | 0 | 0 | 1 | 0 | 0 | 0 | 0 | 0 | 0 | 40 | 58.7916 | 62.1957 | ≤5% | ≤1 m | pressure_indicators_2022_2025_all_scenarios.xlsx
2023 | 40 | GIR90_ISW_EF_L | 331 | 364 | 0 | 0 | 1 | 0 | 0 | 0 | 0 | 0 | 0 | 40 | 56.387 | 63.4855 | ≤5% | ≤1 m | pressure_indicators_2022_2025_all_scenarios.xlsx
2023 | 40 | GIR90_ISW_EF_L | 333 | 368 | 0 | 0 | 1 | 0 | 0 | 0 | 0 | 0 | 0 | 40 | 59.495 | 67.0621 | ≤5% | ≤1 m | pressure_indicators_2022_2025_all_scenarios.xlsx
2023 | 40 | GIR90_ISW_EF_L | 338 | 390 | 0 | 0 | 1 | 0 | 0 | 0 | 0 | 0 | 0 | 40 | 61.9258 | 68.7066 | ≤5% | ≤1 m | pressure_indicators_2022_2025_all_scenarios.xlsx
2023 | 40 | GIR90_ISW_EF_L | 342 | 405 | 0 | 0 | 1 | 0 | 0 | 0 | 0 | 0 | 0 | 40 | 63.2512 | 69.0967 | ≤5% | ≤1 m | pressure_indicators_2022_2025_all_scenarios.xlsx
2023 | 40 | GIR90_ISW_EF_L | 346 | 378 | 0 | 0 | 1 | 0 | 0 | 0 | 0 | 0 | 0 | 40 | 55.7468 | 58.8976 | ≤5% | ≤1 m | pressure_indicators_2022_2025_all_scenarios.xlsx
2023 | 40 | GIR90_ISW_EF_L | 350 | 394 | 0 | 0 | 1 | 0 | 0 | 0 | 0 | 0 | 0 | 40 | 58.2103 | 63.2145 | ≤5% | ≤1 m | pressure_indicators_2022_2025_all_scenarios.xlsx
2023 | 40 | GIR90_ISW_EF_L | 360 | 385 | 0 | 0 | 1 | 0 | 0 | 0 | 0 | 0 | 0 | 40 | 61.0844 | 66.118 | ≤5% | ≤1 m | pressure_indicators_2022_2025_all_scenarios.xlsx
2023 | 40 | GIR90_ISW_EF_L | 364 | 401 | 0 | 0 | 1 | 0 | 0 | 0 | 0 | 0 | 0 | 40 | 68.9934 | 72.198 | ≤5% | ≤1 m | pressure_indicators_2022_2025_all_scenarios.xlsx
2023 | 40 | GIR90_ISW_EF_L | 372 | 415 | 0 | 0 | 1 | 0 | 0 | 0 | 0 | 0 | 0 | 40 | 70.3292 | 71.7838 | ≤5% | ≤1 m | pressure_indicators_2022_2025_all_scenarios.xlsx
2023 | 40 | GIR90_ISW_EF_L | 381 | 387 | 0 | 0 | 1 | 0 | 0 | 0 | 0 | 0 | 0 | 40 | 62.3609 | 63.5443 | ≤5% | ≤1 m | pressure_indicators_2022_2025_all_scenarios.xlsx
2023 | 40 | GIR90_ISW_EF_L | 385 | 392 | 0 | 0 | 1 | 0 | 0 | 0 | 0 | 0 | 0 | 40 | 49.6374 | 52.7803 | ≤5% | ≤1 m | pressure_indicators_2022_2025_all_scenarios.xlsx
2023 | 40 | GIR90_ISW_EF_L | 389 | 375 | 0 | 0 | 1 | 0 | 0 | 0 | 0 | 0 | 0 | 40 | 51.0165 | 52.6307 | ≤5% | ≤1 m | pressure_indicators_2022_2025_all_scenarios.xlsx
2023 | 40 | GIR90_ISW_EF_L | 393 | 385 | 0 | 0 | 1 | 0 | 0 | 0 | 0 | 0 | 0 | 40 | 50.7182 | 53.0931 | ≤5% | ≤1 m | pressure_indicators_2022_2025_all_scenarios.xlsx
2023 | 40 | GIR90_ISW_EF_L | 397 | 388 | 0 | 0 | 1 | 0 | 0 | 0 | 0 | 0 | 0 | 40 | 64.8312 | 66.4765 | ≤5% | ≤1 m | pressure_indicators_2022_2025_all_scenarios.xlsx
2023 | 40 | GIR90_ISW_EF_L | 401 | 419 | 0 | 0 | 1 | 0 | 0 | 0 | 0 | 0 | 0 | 40 | 72.5222 | 74.03 | ≤5% | ≤1 m | pressure_indicators_2022_2025_all_scenarios.xlsx
2023 | 40 | GIR90_ISW_EF_L | 405 | 392 | 0 | 0 | 1 | 0 | 0 | 0 | 0 | 0 | 0 | 40 | 62.9211 | 64.9544 | ≤5% | ≤1 m | pressure_indicators_2022_2025_all_scenarios.xlsx
2023 | 40 | GIR90_ISW_EF_L | 409 | 358 | 0 | 0 | 1 | 0 | 0 | 0 | 0 | 0 | 0 | 40 | 64.2564 | 65.9842 | ≤5% | ≤1 m | pressure_indicators_2022_2025_all_scenarios.xlsx
2023 | 40 | GIR90_ISW_EF_L | 414 | 425 | 0 | 0 | 1 | 0 | 0 | 0 | 0 | 0 | 0 | 40 | 49.6651 | 52.1618 | ≤5% | ≤1 m | pressure_indicators_2022_2025_all_scenarios.xlsx
2023 | 40 | GIR90_ISW_EF_L | 419 | 383 | 0 | 0 | 1 | 0 | 0 | 0 | 0 | 0 | 0 | 40 | 58.1797 | 60.5843 | ≤5% | ≤1 m | pressure_indicators_2022_2025_all_scenarios.xlsx
2023 | 40 | GIR90_ISW_EF_L | 423 | 388 | 0 | 0 | 1 | 0 | 0 | 0 | 0 | 0 | 0 | 40 | 59.7878 | 62.5456 | ≤5% | ≤1 m | pressure_indicators_2022_2025_all_scenarios.xlsx
2023 | 40 | GIR90_ISW_EF_L | 428 | 402 | 0 | 0 | 1 | 0 | 0 | 0 | 0 | 0 | 0 | 40 | 61.1758 | 64.0682 | ≤5% | ≤1 m | pressure_indicators_2022_2025_all_scenarios.xlsx
2023 | 40 | GIR90_ISW_EF_L | 434 | 383 | 0 | 0 | 1 | 0 | 0 | 0 | 0 | 0 | 0 | 40 | 61.1283 | 64.06 | ≤5% | ≤1 m | pressure_indicators_2022_2025_all_scenarios.xlsx
2023 | 40 | GIR90_ISW_EF_L | 438 | 392 | 0 | 0 | 1 | 0 | 0 | 0 | 0 | 0 | 0 | 40 | 60.3215 | 63.8159 | ≤5% | ≤1 m | pressure_indicators_2022_2025_all_scenarios.xlsx
2023 | 40 | GIR90_ISW_EF_L | 508 | 390 | 0 | 0 | 1 | 0 | 0 | 0 | 0 | 0 | 0 | 40 | 54.4831 | 61.4266 | ≤5% | ≤1 m | pressure_indicators_2022_2025_all_scenarios.xlsx
2023 | 40 | GIR90_ISW_EF_L | 510 | 385 | 0 | 0 | 1 | 0 | 0 | 0 | 0 | 0 | 0 | 40 | 45.5764 | 52.6025 | ≤5% | ≤1 m | pressure_indicators_2022_2025_all_scenarios.xlsx
2023 | 40 | GIR90_ISW_EF_L | 512 | 383 | 0 | 0 | 1 | 0 | 0 | 0 | 0 | 0 | 0 | 40 | 51.1244 | 58.5965 | ≤5% | ≤1 m | pressure_indicators_2022_2025_all_scenarios.xlsx
2023 | 40 | GIR90_ISW_EF_L | 514 | 374 | 0 | 0 | 1 | 0 | 0 | 0 | 0 | 0 | 0 | 40 | 51.0116 | 58.1896 | ≤5% | ≤1 m | pressure_indicators_2022_2025_all_scenarios.xlsx
2023 | 40 | GIR90_ISW_EF_L | 516 | 402 | 0 | 0 | 1 | 0 | 0 | 0 | 0 | 0 | 0 | 40 | 49.3783 | 56.7642 | ≤5% | ≤1 m | pressure_indicators_2022_2025_all_scenarios.xlsx
2023 | 40 | GIR90_ISW_EF_L | 518 | 405 | 0 | 0 | 1 | 0 | 0 | 0 | 0 | 0 | 0 | 40 | 49.4464 | 57.2593 | ≤5% | ≤1 m | pressure_indicators_2022_2025_all_scenarios.xlsx
2023 | 40 | GIR90_ISW_EF_L | 520 | 380 | 0 | 0 | 1 | 0 | 0 | 0 | 0 | 0 | 0 | 40 | 48.6264 | 55.454 | ≤5% | ≤1 m | pressure_indicators_2022_2025_all_scenarios.xlsx
2023 | 40 | GIR90_ISW_EF_L | 522 | 377 | 0 | 0 | 1 | 0 | 0 | 0 | 0 | 0 | 0 | 40 | 45.1272 | 52.3025 | ≤5% | ≤1 m | pressure_indicators_2022_2025_all_scenarios.xlsx
2023 | 40 | GIR90_ISW_EF_L | 524 | 376 | 0 | 0 | 1 | 0 | 0 | 0 | 0 | 0 | 0 | 40 | 42.9512 | 50.7961 | ≤5% | ≤1 m | pressure_indicators_2022_2025_all_scenarios.xlsx
2023 | 40 | GIR90_ISW_EF_L | 526 | 365 | 0 | 0 | 1 | 0 | 0 | 0 | 0 | 0 | 0 | 40 | 46.0077 | 53.0754 | ≤5% | ≤1 m | pressure_indicators_2022_2025_all_scenarios.xlsx
2023 | 40 | GIR90_ISW_EF_L | 528 | 354 | 0 | 0 | 1 | 0 | 0 | 0 | 0 | 0 | 0 | 40 | 48.3521 | 55.4539 | ≤5% | ≤1 m | pressure_indicators_2022_2025_all_scenarios.xlsx
2023 | 40 | GIR90_ISW_EF_L | 530 | 389 | 0 | 0 | 1 | 0 | 0 | 0 | 0 | 0 | 0 | 40 | 48.7924 | 56.0422 | ≤5% | ≤1 m | pressure_indicators_2022_2025_all_scenarios.xlsx
2023 | 40 | GIR90_ISW_EF_L | 532 | 368 | 0 | 0 | 1 | 0 | 0 | 0 | 0 | 0 | 0 | 40 | 47.1055 | 55.0785 | ≤5% | ≤1 m | pressure_indicators_2022_2025_all_scenarios.xlsx
2023 | 40 | GIR90_ISW_EF_L | 534 | 392 | 0 | 0 | 1 | 0 | 0 | 0 | 0 | 0 | 0 | 40 | 41.098 | 48.5397 | ≤5% | ≤1 m | pressure_indicators_2022_2025_all_scenarios.xlsx
2023 | 40 | GIR90_ISW_EF_L | 536 | 395 | 0 | 0 | 1 | 0 | 0 | 0 | 0 | 0 | 0 | 40 | 42.2189 | 49.884 | ≤5% | ≤1 m | pressure_indicators_2022_2025_all_scenarios.xlsx
2023 | 40 | GIR90_ISW_EF_L | 538 | 367 | 1 | 0.0027248 | 0.99728 | 0.0012574 | 0.46146 | 0.46146 | 3.1435e-05 | 0.011537 | 0.011537 | 40 | 39.5385 | 47.4774 | ≤5% | ≤1 m | pressure_indicators_2022_2025_all_scenarios.xlsx
2023 | 40 | GIR90_ISW_EF_L | 540 | 392 | 0 | 0 | 1 | 0 | 0 | 0 | 0 | 0 | 0 | 40 | 41.4382 | 49.6466 | ≤5% | ≤1 m | pressure_indicators_2022_2025_all_scenarios.xlsx
2023 | 40 | GIR90_ISW_EF_L | 542 | 394 | 2 | 0.0050761 | 0.99492 | 0.00062479 | 0.12308 | 0.23152 | 1.562e-05 | 0.0030771 | 0.0047036 | 40 | 39.7685 | 47.4427 | ≤5% | ≤1 m | pressure_indicators_2022_2025_all_scenarios.xlsx
2023 | 40 | GIR90_ISW_EF_L | 544 | 382 | 0 | 0 | 1 | 0 | 0 | 0 | 0 | 0 | 0 | 40 | 48.273 | 56.937 | ≤5% | ≤1 m | pressure_indicators_2022_2025_all_scenarios.xlsx
2023 | 40 | GIR90_ISW_EF_L | 546 | 385 | 0 | 0 | 1 | 0 | 0 | 0 | 0 | 0 | 0 | 40 | 49.3374 | 57.4824 | ≤5% | ≤1 m | pressure_indicators_2022_2025_all_scenarios.xlsx
2023 | 40 | GIR90_ISW_EF_L | 548 | 405 | 0 | 0 | 1 | 0 | 0 | 0 | 0 | 0 | 0 | 40 | 49.5078 | 56.9802 | ≤5% | ≤1 m | pressure_indicators_2022_2025_all_scenarios.xlsx
2023 | 40 | GIR90_ISW_EF_L | 550 | 390 | 0 | 0 | 1 | 0 | 0 | 0 | 0 | 0 | 0 | 40 | 61.585 | 69.0387 | ≤5% | ≤1 m | pressure_indicators_2022_2025_all_scenarios.xlsx
2023 | 40 | GIR90_ISW_EF_L | 552 | 401 | 0 | 0 | 1 | 0 | 0 | 0 | 0 | 0 | 0 | 40 | 49.1445 | 56.9119 | ≤5% | ≤1 m | pressure_indicators_2022_2025_all_scenarios.xlsx
2023 | 40 | GIR90_ISW_EF_L | 554 | 398 | 0 | 0 | 1 | 0 | 0 | 0 | 0 | 0 | 0 | 40 | 40.3307 | 47.8944 | ≤5% | ≤1 m | pressure_indicators_2022_2025_all_scenarios.xlsx
2023 | 40 | GIR90_ISW_EF_L | 556 | 370 | 9 | 0.024324 | 0.97568 | 0.023009 | 0.94592 | 2.2299 | 0.00057522 | 0.023648 | 0.044368 | 40 | 37.7701 | 45.8151 | ≤5% | ≤1 m | pressure_indicators_2022_2025_all_scenarios.xlsx
2023 | 40 | GIR90_ISW_EF_L | 558 | 393 | 310 | 0.7888 | 0.2112 | 2.4964 | 3.1647 | 9.5622 | 0.062409 | 0.079118 | 0.12512 | 40 | 30.4378 | 37.6793 | >20% | 3–6 m | pressure_indicators_2022_2025_all_scenarios.xlsx
2023 | 40 | GIR90_ISW_EF_L | 562 | 365 | 0 | 0 | 1 | 0 | 0 | 0 | 0 | 0 | 0 | 40 | 42.4176 | 49.8311 | ≤5% | ≤1 m | pressure_indicators_2022_2025_all_scenarios.xlsx
2023 | 40 | GIR90_ISW_EF_L | 571 | 351 | 0 | 0 | 1 | 0 | 0 | 0 | 0 | 0 | 0 | 40 | 77.7059 | 79.0139 | ≤5% | ≤1 m | pressure_indicators_2022_2025_all_scenarios.xlsx
2023 | 40 | GIR90_ISW_EF_L | 580 | 384 | 0 | 0 | 1 | 0 | 0 | 0 | 0 | 0 | 0 | 40 | 63.6714 | 66.7982 | ≤5% | ≤1 m | pressure_indicators_2022_2025_all_scenarios.xlsx
2023 | 40 | GIR90_ISW_EF_L | 593 | 377 | 0 | 0 | 1 | 0 | 0 | 0 | 0 | 0 | 0 | 40 | 43.1549 | 45.52 | ≤5% | ≤1 m | pressure_indicators_2022_2025_all_scenarios.xlsx
2023 | 40 | GIR90_ISW_EF_L | 595 | 387 | 0 | 0 | 1 | 0 | 0 | 0 | 0 | 0 | 0 | 40 | 43.8908 | 45.6094 | ≤5% | ≤1 m | pressure_indicators_2022_2025_all_scenarios.xlsx
2023 | 40 | GIR90_ISW_EF_L | 597 | 376 | 0 | 0 | 1 | 0 | 0 | 0 | 0 | 0 | 0 | 40 | 72.591 | 74.5251 | ≤5% | ≤1 m | pressure_indicators_2022_2025_all_scenarios.xlsx
2023 | 40 | GIR90_ISW_EF_L | 599 | 387 | 0 | 0 | 1 | 0 | 0 | 0 | 0 | 0 | 0 | 40 | 72.9815 | 74.904 | ≤5% | ≤1 m | pressure_indicators_2022_2025_all_scenarios.xlsx
2024 | 10 | GIR50_ISW_EF_H | 135 | 398 | 0 | 0 | 1 | 0 | 0 | 0 | 0 | 0 | 0 | 40 | 73.5585 | 73.7241 | ≤5% | ≤1 m | pressure_indicators_2022_2025_all_scenarios.xlsx
2024 | 10 | GIR50_ISW_EF_H | 139 | 380 | 0 | 0 | 1 | 0 | 0 | 0 | 0 | 0 | 0 | 40 | 68.6307 | 68.9629 | ≤5% | ≤1 m | pressure_indicators_2022_2025_all_scenarios.xlsx
2024 | 10 | GIR50_ISW_EF_H | 145 | 401 | 0 | 0 | 1 | 0 | 0 | 0 | 0 | 0 | 0 | 40 | 62.8143 | 72.5449 | ≤5% | ≤1 m | pressure_indicators_2022_2025_all_scenarios.xlsx
2024 | 10 | GIR50_ISW_EF_H | 149 | 377 | 0 | 0 | 1 | 0 | 0 | 0 | 0 | 0 | 0 | 40 | 47.9142 | 57.2168 | ≤5% | ≤1 m | pressure_indicators_2022_2025_all_scenarios.xlsx
2024 | 10 | GIR50_ISW_EF_H | 153 | 407 | 0 | 0 | 1 | 0 | 0 | 0 | 0 | 0 | 0 | 40 | 53.1084 | 62.6034 | ≤5% | ≤1 m | pressure_indicators_2022_2025_all_scenarios.xlsx
2024 | 10 | GIR50_ISW_EF_H | 161 | 381 | 0 | 0 | 1 | 0 | 0 | 0 | 0 | 0 | 0 | 40 | 69.964 | 77.6441 | ≤5% | ≤1 m | pressure_indicators_2022_2025_all_scenarios.xlsx
2024 | 10 | GIR50_ISW_EF_H | 165 | 355 | 0 | 0 | 1 | 0 | 0 | 0 | 0 | 0 | 0 | 40 | 77.7175 | 83.9999 | ≤5% | ≤1 m | pressure_indicators_2022_2025_all_scenarios.xlsx
2024 | 10 | GIR50_ISW_EF_H | 169 | 362 | 0 | 0 | 1 | 0 | 0 | 0 | 0 | 0 | 0 | 40 | 78.748 | 84.8937 | ≤5% | ≤1 m | pressure_indicators_2022_2025_all_scenarios.xlsx
2024 | 10 | GIR50_ISW_EF_H | 173 | 410 | 0 | 0 | 1 | 0 | 0 | 0 | 0 | 0 | 0 | 40 | 75.8877 | 82.0774 | ≤5% | ≤1 m | pressure_indicators_2022_2025_all_scenarios.xlsx
2024 | 10 | GIR50_ISW_EF_H | 177 | 391 | 0 | 0 | 1 | 0 | 0 | 0 | 0 | 0 | 0 | 40 | 47.6257 | 58.0299 | ≤5% | ≤1 m | pressure_indicators_2022_2025_all_scenarios.xlsx
2024 | 10 | GIR50_ISW_EF_H | 181 | 397 | 0 | 0 | 1 | 0 | 0 | 0 | 0 | 0 | 0 | 40 | 75.1161 | 80.1598 | ≤5% | ≤1 m | pressure_indicators_2022_2025_all_scenarios.xlsx
2024 | 10 | GIR50_ISW_EF_H | 189 | 383 | 0 | 0 | 1 | 0 | 0 | 0 | 0 | 0 | 0 | 40 | 68.2776 | 73.4195 | ≤5% | ≤1 m | pressure_indicators_2022_2025_all_scenarios.xlsx
2024 | 10 | GIR50_ISW_EF_H | 193 | 386 | 0 | 0 | 1 | 0 | 0 | 0 | 0 | 0 | 0 | 40 | 58.1857 | 67.6408 | ≤5% | ≤1 m | pressure_indicators_2022_2025_all_scenarios.xlsx
2024 | 10 | GIR50_ISW_EF_H | 207 | 395 | 0 | 0 | 1 | 0 | 0 | 0 | 0 | 0 | 0 | 40 | 62.5316 | 64.0049 | ≤5% | ≤1 m | pressure_indicators_2022_2025_all_scenarios.xlsx
2024 | 10 | GIR50_ISW_EF_H | 211 | 421 | 0 | 0 | 1 | 0 | 0 | 0 | 0 | 0 | 0 | 40 | 52.3132 | 57.9184 | ≤5% | ≤1 m | pressure_indicators_2022_2025_all_scenarios.xlsx
2024 | 10 | GIR50_ISW_EF_H | 216 | 377 | 0 | 0 | 1 | 0 | 0 | 0 | 0 | 0 | 0 | 40 | 63.1884 | 64.631 | ≤5% | ≤1 m | pressure_indicators_2022_2025_all_scenarios.xlsx
2024 | 10 | GIR50_ISW_EF_H | 220 | 389 | 0 | 0 | 1 | 0 | 0 | 0 | 0 | 0 | 0 | 40 | 59.9585 | 65.6581 | ≤5% | ≤1 m | pressure_indicators_2022_2025_all_scenarios.xlsx
2024 | 10 | GIR50_ISW_EF_H | 224 | 381 | 0 | 0 | 1 | 0 | 0 | 0 | 0 | 0 | 0 | 40 | 63.4975 | 67.3995 | ≤5% | ≤1 m | pressure_indicators_2022_2025_all_scenarios.xlsx
2024 | 10 | GIR50_ISW_EF_H | 228 | 367 | 0 | 0 | 1 | 0 | 0 | 0 | 0 | 0 | 0 | 40 | 67.9813 | 71.6218 | ≤5% | ≤1 m | pressure_indicators_2022_2025_all_scenarios.xlsx
2024 | 10 | GIR50_ISW_EF_H | 232 | 384 | 0 | 0 | 1 | 0 | 0 | 0 | 0 | 0 | 0 | 40 | 82.3376 | 83.3051 | ≤5% | ≤1 m | pressure_indicators_2022_2025_all_scenarios.xlsx
2024 | 10 | GIR50_ISW_EF_H | 234 | 386 | 0 | 0 | 1 | 0 | 0 | 0 | 0 | 0 | 0 | 40 | 44.955 | 46.4748 | ≤5% | ≤1 m | pressure_indicators_2022_2025_all_scenarios.xlsx
2024 | 10 | GIR50_ISW_EF_H | 238 | 378 | 0 | 0 | 1 | 0 | 0 | 0 | 0 | 0 | 0 | 40 | 65.3859 | 67.8545 | ≤5% | ≤1 m | pressure_indicators_2022_2025_all_scenarios.xlsx
2024 | 10 | GIR50_ISW_EF_H | 243 | 381 | 0 | 0 | 1 | 0 | 0 | 0 | 0 | 0 | 0 | 40 | 61.5079 | 62.6482 | ≤5% | ≤1 m | pressure_indicators_2022_2025_all_scenarios.xlsx
2024 | 10 | GIR50_ISW_EF_H | 248 | 387 | 0 | 0 | 1 | 0 | 0 | 0 | 0 | 0 | 0 | 40 | 68.3423 | 68.8896 | ≤5% | ≤1 m | pressure_indicators_2022_2025_all_scenarios.xlsx
2024 | 10 | GIR50_ISW_EF_H | 253 | 402 | 0 | 0 | 1 | 0 | 0 | 0 | 0 | 0 | 0 | 40 | 75.8154 | 76.4417 | ≤5% | ≤1 m | pressure_indicators_2022_2025_all_scenarios.xlsx
2024 | 10 | GIR50_ISW_EF_H | 266 | 366 | 0 | 0 | 1 | 0 | 0 | 0 | 0 | 0 | 0 | 40 | 78.6887 | 80.2492 | ≤5% | ≤1 m | pressure_indicators_2022_2025_all_scenarios.xlsx
2024 | 10 | GIR50_ISW_EF_H | 270 | 392 | 0 | 0 | 1 | 0 | 0 | 0 | 0 | 0 | 0 | 40 | 58.5819 | 60.4802 | ≤5% | ≤1 m | pressure_indicators_2022_2025_all_scenarios.xlsx
2024 | 10 | GIR50_ISW_EF_H | 274 | 408 | 0 | 0 | 1 | 0 | 0 | 0 | 0 | 0 | 0 | 40 | 72.8759 | 74.3891 | ≤5% | ≤1 m | pressure_indicators_2022_2025_all_scenarios.xlsx
2024 | 10 | GIR50_ISW_EF_H | 278 | 372 | 0 | 0 | 1 | 0 | 0 | 0 | 0 | 0 | 0 | 40 | 51.8112 | 54.0099 | ≤5% | ≤1 m | pressure_indicators_2022_2025_all_scenarios.xlsx
2024 | 10 | GIR50_ISW_EF_H | 282 | 391 | 0 | 0 | 1 | 0 | 0 | 0 | 0 | 0 | 0 | 40 | 80.3132 | 84.0851 | ≤5% | ≤1 m | pressure_indicators_2022_2025_all_scenarios.xlsx
2024 | 10 | GIR50_ISW_EF_H | 286 | 387 | 0 | 0 | 1 | 0 | 0 | 0 | 0 | 0 | 0 | 40 | 79.7846 | 82.3542 | ≤5% | ≤1 m | pressure_indicators_2022_2025_all_scenarios.xlsx
2024 | 10 | GIR50_ISW_EF_H | 290 | 376 | 0 | 0 | 1 | 0 | 0 | 0 | 0 | 0 | 0 | 40 | 84.6234 | 86.7558 | ≤5% | ≤1 m | pressure_indicators_2022_2025_all_scenarios.xlsx
2024 | 10 | GIR50_ISW_EF_H | 294 | 388 | 0 | 0 | 1 | 0 | 0 | 0 | 0 | 0 | 0 | 40 | 82.3878 | 84.3663 | ≤5% | ≤1 m | pressure_indicators_2022_2025_all_scenarios.xlsx
2024 | 10 | GIR50_ISW_EF_H | 302 | 392 | 0 | 0 | 1 | 0 | 0 | 0 | 0 | 0 | 0 | 40 | 82.7843 | 84.8431 | ≤5% | ≤1 m | pressure_indicators_2022_2025_all_scenarios.xlsx
2024 | 10 | GIR50_ISW_EF_H | 306 | 412 | 0 | 0 | 1 | 0 | 0 | 0 | 0 | 0 | 0 | 40 | 66.9651 | 69.1146 | ≤5% | ≤1 m | pressure_indicators_2022_2025_all_scenarios.xlsx
2024 | 10 | GIR50_ISW_EF_H | 310 | 356 | 0 | 0 | 1 | 0 | 0 | 0 | 0 | 0 | 0 | 40 | 40.1564 | 45.7683 | ≤5% | ≤1 m | pressure_indicators_2022_2025_all_scenarios.xlsx
2024 | 10 | GIR50_ISW_EF_H | 314 | 380 | 0 | 0 | 1 | 0 | 0 | 0 | 0 | 0 | 0 | 40 | 53.989 | 60.2499 | ≤5% | ≤1 m | pressure_indicators_2022_2025_all_scenarios.xlsx
2024 | 10 | GIR50_ISW_EF_H | 318 | 411 | 0 | 0 | 1 | 0 | 0 | 0 | 0 | 0 | 0 | 40 | 59.0241 | 63.1236 | ≤5% | ≤1 m | pressure_indicators_2022_2025_all_scenarios.xlsx
2024 | 10 | GIR50_ISW_EF_H | 323 | 403 | 0 | 0 | 1 | 0 | 0 | 0 | 0 | 0 | 0 | 40 | 58.7963 | 63.3369 | ≤5% | ≤1 m | pressure_indicators_2022_2025_all_scenarios.xlsx
2024 | 10 | GIR50_ISW_EF_H | 327 | 355 | 0 | 0 | 1 | 0 | 0 | 0 | 0 | 0 | 0 | 40 | 58.2606 | 62.3352 | ≤5% | ≤1 m | pressure_indicators_2022_2025_all_scenarios.xlsx
2024 | 10 | GIR50_ISW_EF_H | 331 | 346 | 0 | 0 | 1 | 0 | 0 | 0 | 0 | 0 | 0 | 40 | 54.1213 | 63.1263 | ≤5% | ≤1 m | pressure_indicators_2022_2025_all_scenarios.xlsx
2024 | 10 | GIR50_ISW_EF_H | 333 | 367 | 0 | 0 | 1 | 0 | 0 | 0 | 0 | 0 | 0 | 40 | 57.2292 | 67.0243 | ≤5% | ≤1 m | pressure_indicators_2022_2025_all_scenarios.xlsx
2024 | 10 | GIR50_ISW_EF_H | 338 | 405 | 0 | 0 | 1 | 0 | 0 | 0 | 0 | 0 | 0 | 40 | 59.5323 | 68.6847 | ≤5% | ≤1 m | pressure_indicators_2022_2025_all_scenarios.xlsx
2024 | 10 | GIR50_ISW_EF_H | 342 | 404 | 0 | 0 | 1 | 0 | 0 | 0 | 0 | 0 | 0 | 40 | 62.4857 | 69.2039 | ≤5% | ≤1 m | pressure_indicators_2022_2025_all_scenarios.xlsx
2024 | 10 | GIR50_ISW_EF_H | 346 | 392 | 0 | 0 | 1 | 0 | 0 | 0 | 0 | 0 | 0 | 40 | 56.0305 | 58.9862 | ≤5% | ≤1 m | pressure_indicators_2022_2025_all_scenarios.xlsx
2024 | 10 | GIR50_ISW_EF_H | 350 | 394 | 0 | 0 | 1 | 0 | 0 | 0 | 0 | 0 | 0 | 40 | 57.9904 | 63.4519 | ≤5% | ≤1 m | pressure_indicators_2022_2025_all_scenarios.xlsx
2024 | 10 | GIR50_ISW_EF_H | 360 | 379 | 0 | 0 | 1 | 0 | 0 | 0 | 0 | 0 | 0 | 40 | 60.8645 | 66.2395 | ≤5% | ≤1 m | pressure_indicators_2022_2025_all_scenarios.xlsx
2024 | 10 | GIR50_ISW_EF_H | 364 | 388 | 0 | 0 | 1 | 0 | 0 | 0 | 0 | 0 | 0 | 40 | 68.7734 | 72.2769 | ≤5% | ≤1 m | pressure_indicators_2022_2025_all_scenarios.xlsx
2024 | 10 | GIR50_ISW_EF_H | 372 | 378 | 0 | 0 | 1 | 0 | 0 | 0 | 0 | 0 | 0 | 40 | 70.2392 | 71.8291 | ≤5% | ≤1 m | pressure_indicators_2022_2025_all_scenarios.xlsx
2024 | 10 | GIR50_ISW_EF_H | 381 | 396 | 0 | 0 | 1 | 0 | 0 | 0 | 0 | 0 | 0 | 40 | 62.3889 | 63.5843 | ≤5% | ≤1 m | pressure_indicators_2022_2025_all_scenarios.xlsx
2024 | 10 | GIR50_ISW_EF_H | 385 | 388 | 0 | 0 | 1 | 0 | 0 | 0 | 0 | 0 | 0 | 40 | 49.7936 | 52.7011 | ≤5% | ≤1 m | pressure_indicators_2022_2025_all_scenarios.xlsx
2024 | 10 | GIR50_ISW_EF_H | 389 | 384 | 0 | 0 | 1 | 0 | 0 | 0 | 0 | 0 | 0 | 40 | 51.1727 | 52.6213 | ≤5% | ≤1 m | pressure_indicators_2022_2025_all_scenarios.xlsx
2024 | 10 | GIR50_ISW_EF_H | 393 | 370 | 0 | 0 | 1 | 0 | 0 | 0 | 0 | 0 | 0 | 40 | 50.7809 | 53.1167 | ≤5% | ≤1 m | pressure_indicators_2022_2025_all_scenarios.xlsx
2024 | 10 | GIR50_ISW_EF_H | 397 | 367 | 0 | 0 | 1 | 0 | 0 | 0 | 0 | 0 | 0 | 40 | 64.8175 | 66.4944 | ≤5% | ≤1 m | pressure_indicators_2022_2025_all_scenarios.xlsx
2024 | 10 | GIR50_ISW_EF_H | 401 | 378 | 0 | 0 | 1 | 0 | 0 | 0 | 0 | 0 | 0 | 40 | 72.3825 | 74.1168 | ≤5% | ≤1 m | pressure_indicators_2022_2025_all_scenarios.xlsx
2024 | 10 | GIR50_ISW_EF_H | 405 | 405 | 0 | 0 | 1 | 0 | 0 | 0 | 0 | 0 | 0 | 40 | 62.8976 | 64.9657 | ≤5% | ≤1 m | pressure_indicators_2022_2025_all_scenarios.xlsx
2024 | 10 | GIR50_ISW_EF_H | 409 | 395 | 0 | 0 | 1 | 0 | 0 | 0 | 0 | 0 | 0 | 40 | 63.8949 | 65.9907 | ≤5% | ≤1 m | pressure_indicators_2022_2025_all_scenarios.xlsx
2024 | 10 | GIR50_ISW_EF_H | 414 | 388 | 0 | 0 | 1 | 0 | 0 | 0 | 0 | 0 | 0 | 40 | 49.8028 | 52.2179 | ≤5% | ≤1 m | pressure_indicators_2022_2025_all_scenarios.xlsx
2024 | 10 | GIR50_ISW_EF_H | 419 | 393 | 0 | 0 | 1 | 0 | 0 | 0 | 0 | 0 | 0 | 40 | 58.1647 | 60.6601 | ≤5% | ≤1 m | pressure_indicators_2022_2025_all_scenarios.xlsx
2024 | 10 | GIR50_ISW_EF_H | 423 | 384 | 0 | 0 | 1 | 0 | 0 | 0 | 0 | 0 | 0 | 40 | 60.0375 | 62.6367 | ≤5% | ≤1 m | pressure_indicators_2022_2025_all_scenarios.xlsx
2024 | 10 | GIR50_ISW_EF_H | 428 | 411 | 0 | 0 | 1 | 0 | 0 | 0 | 0 | 0 | 0 | 40 | 61.1847 | 64.1582 | ≤5% | ≤1 m | pressure_indicators_2022_2025_all_scenarios.xlsx
2024 | 10 | GIR50_ISW_EF_H | 434 | 372 | 0 | 0 | 1 | 0 | 0 | 0 | 0 | 0 | 0 | 40 | 61.0359 | 64.0799 | ≤5% | ≤1 m | pressure_indicators_2022_2025_all_scenarios.xlsx
2024 | 10 | GIR50_ISW_EF_H | 438 | 378 | 0 | 0 | 1 | 0 | 0 | 0 | 0 | 0 | 0 | 40 | 61.1802 | 63.8478 | ≤5% | ≤1 m | pressure_indicators_2022_2025_all_scenarios.xlsx
2024 | 10 | GIR50_ISW_EF_H | 508 | 372 | 0 | 0 | 1 | 0 | 0 | 0 | 0 | 0 | 0 | 40 | 53.7462 | 61.4097 | ≤5% | ≤1 m | pressure_indicators_2022_2025_all_scenarios.xlsx
2024 | 10 | GIR50_ISW_EF_H | 510 | 381 | 0 | 0 | 1 | 0 | 0 | 0 | 0 | 0 | 0 | 40 | 44.8357 | 52.5954 | ≤5% | ≤1 m | pressure_indicators_2022_2025_all_scenarios.xlsx
2024 | 10 | GIR50_ISW_EF_H | 512 | 385 | 0 | 0 | 1 | 0 | 0 | 0 | 0 | 0 | 0 | 40 | 50.7375 | 58.9173 | ≤5% | ≤1 m | pressure_indicators_2022_2025_all_scenarios.xlsx
2024 | 10 | GIR50_ISW_EF_H | 514 | 393 | 0 | 0 | 1 | 0 | 0 | 0 | 0 | 0 | 0 | 40 | 51.4211 | 58.5849 | ≤5% | ≤1 m | pressure_indicators_2022_2025_all_scenarios.xlsx
2024 | 10 | GIR50_ISW_EF_H | 516 | 402 | 0 | 0 | 1 | 0 | 0 | 0 | 0 | 0 | 0 | 40 | 48.6122 | 56.9088 | ≤5% | ≤1 m | pressure_indicators_2022_2025_all_scenarios.xlsx
2024 | 10 | GIR50_ISW_EF_H | 518 | 382 | 0 | 0 | 1 | 0 | 0 | 0 | 0 | 0 | 0 | 40 | 48.7954 | 57.4056 | ≤5% | ≤1 m | pressure_indicators_2022_2025_all_scenarios.xlsx
2024 | 10 | GIR50_ISW_EF_H | 520 | 392 | 0 | 0 | 1 | 0 | 0 | 0 | 0 | 0 | 0 | 40 | 47.0009 | 55.604 | ≤5% | ≤1 m | pressure_indicators_2022_2025_all_scenarios.xlsx
2024 | 10 | GIR50_ISW_EF_H | 522 | 380 | 0 | 0 | 1 | 0 | 0 | 0 | 0 | 0 | 0 | 40 | 43.6669 | 52.4454 | ≤5% | ≤1 m | pressure_indicators_2022_2025_all_scenarios.xlsx
2024 | 10 | GIR50_ISW_EF_H | 524 | 371 | 0 | 0 | 1 | 0 | 0 | 0 | 0 | 0 | 0 | 40 | 42.1115 | 50.9071 | ≤5% | ≤1 m | pressure_indicators_2022_2025_all_scenarios.xlsx
2024 | 10 | GIR50_ISW_EF_H | 526 | 357 | 0 | 0 | 1 | 0 | 0 | 0 | 0 | 0 | 0 | 40 | 46.161 | 53.2607 | ≤5% | ≤1 m | pressure_indicators_2022_2025_all_scenarios.xlsx
2024 | 10 | GIR50_ISW_EF_H | 528 | 372 | 0 | 0 | 1 | 0 | 0 | 0 | 0 | 0 | 0 | 40 | 46.6511 | 55.6613 | ≤5% | ≤1 m | pressure_indicators_2022_2025_all_scenarios.xlsx
2024 | 10 | GIR50_ISW_EF_H | 530 | 374 | 0 | 0 | 1 | 0 | 0 | 0 | 0 | 0 | 0 | 40 | 47.8358 | 56.2411 | ≤5% | ≤1 m | pressure_indicators_2022_2025_all_scenarios.xlsx
2024 | 10 | GIR50_ISW_EF_H | 532 | 379 | 0 | 0 | 1 | 0 | 0 | 0 | 0 | 0 | 0 | 40 | 46.7729 | 55.0163 | ≤5% | ≤1 m | pressure_indicators_2022_2025_all_scenarios.xlsx
2024 | 10 | GIR50_ISW_EF_H | 534 | 367 | 0 | 0 | 1 | 0 | 0 | 0 | 0 | 0 | 0 | 40 | 41.459 | 48.6554 | ≤5% | ≤1 m | pressure_indicators_2022_2025_all_scenarios.xlsx
2024 | 10 | GIR50_ISW_EF_H | 536 | 387 | 0 | 0 | 1 | 0 | 0 | 0 | 0 | 0 | 0 | 40 | 42.2266 | 49.9585 | ≤5% | ≤1 m | pressure_indicators_2022_2025_all_scenarios.xlsx
2024 | 10 | GIR50_ISW_EF_H | 538 | 371 | 0 | 0 | 1 | 0 | 0 | 0 | 0 | 0 | 0 | 40 | 40.2759 | 47.6361 | ≤5% | ≤1 m | pressure_indicators_2022_2025_all_scenarios.xlsx
2024 | 10 | GIR50_ISW_EF_H | 540 | 375 | 0 | 0 | 1 | 0 | 0 | 0 | 0 | 0 | 0 | 40 | 41.5666 | 49.6885 | ≤5% | ≤1 m | pressure_indicators_2022_2025_all_scenarios.xlsx
2024 | 10 | GIR50_ISW_EF_H | 542 | 390 | 2 | 0.0051282 | 0.99487 | 0.003224 | 0.62868 | 0.83588 | 8.0599e-05 | 0.015717 | 0.018825 | 40 | 39.1641 | 47.6483 | ≤5% | ≤1 m | pressure_indicators_2022_2025_all_scenarios.xlsx
2024 | 10 | GIR50_ISW_EF_H | 544 | 388 | 0 | 0 | 1 | 0 | 0 | 0 | 0 | 0 | 0 | 40 | 48.9967 | 56.8169 | ≤5% | ≤1 m | pressure_indicators_2022_2025_all_scenarios.xlsx
2024 | 10 | GIR50_ISW_EF_H | 546 | 398 | 0 | 0 | 1 | 0 | 0 | 0 | 0 | 0 | 0 | 40 | 49.962 | 57.589 | ≤5% | ≤1 m | pressure_indicators_2022_2025_all_scenarios.xlsx
2024 | 10 | GIR50_ISW_EF_H | 548 | 398 | 0 | 0 | 1 | 0 | 0 | 0 | 0 | 0 | 0 | 40 | 49.2058 | 57.2167 | ≤5% | ≤1 m | pressure_indicators_2022_2025_all_scenarios.xlsx
2024 | 10 | GIR50_ISW_EF_H | 550 | 408 | 0 | 0 | 1 | 0 | 0 | 0 | 0 | 0 | 0 | 40 | 60.3225 | 69.2092 | ≤5% | ≤1 m | pressure_indicators_2022_2025_all_scenarios.xlsx
2024 | 10 | GIR50_ISW_EF_H | 552 | 378 | 0 | 0 | 1 | 0 | 0 | 0 | 0 | 0 | 0 | 40 | 48.4387 | 57.2042 | ≤5% | ≤1 m | pressure_indicators_2022_2025_all_scenarios.xlsx
2024 | 10 | GIR50_ISW_EF_H | 554 | 409 | 1 | 0.002445 | 0.99756 | 0.0011312 | 0.46268 | 0.46268 | 2.8281e-05 | 0.011567 | 0.011567 | 40 | 39.5373 | 48.064 | ≤5% | ≤1 m | pressure_indicators_2022_2025_all_scenarios.xlsx
2024 | 10 | GIR50_ISW_EF_H | 556 | 386 | 5 | 0.012953 | 0.98705 | 0.022068 | 1.7036 | 2.595 | 0.0005517 | 0.042591 | 0.053073 | 40 | 37.405 | 45.856 | ≤5% | 1–3 m | pressure_indicators_2022_2025_all_scenarios.xlsx
2024 | 10 | GIR50_ISW_EF_H | 558 | 357 | 282 | 0.78992 | 0.21008 | 2.2605 | 2.8617 | 9.4197 | 0.056512 | 0.071541 | 0.11831 | 40 | 30.5803 | 37.909 | >20% | 1–3 m | pressure_indicators_2022_2025_all_scenarios.xlsx
2024 | 10 | GIR50_ISW_EF_H | 562 | 390 | 0 | 0 | 1 | 0 | 0 | 0 | 0 | 0 | 0 | 40 | 41.8058 | 50.1255 | ≤5% | ≤1 m | pressure_indicators_2022_2025_all_scenarios.xlsx
2024 | 10 | GIR50_ISW_EF_H | 571 | 400 | 0 | 0 | 1 | 0 | 0 | 0 | 0 | 0 | 0 | 40 | 77.5281 | 79.0414 | ≤5% | ≤1 m | pressure_indicators_2022_2025_all_scenarios.xlsx
2024 | 10 | GIR50_ISW_EF_H | 580 | 406 | 0 | 0 | 1 | 0 | 0 | 0 | 0 | 0 | 0 | 40 | 63.5914 | 66.6346 | ≤5% | ≤1 m | pressure_indicators_2022_2025_all_scenarios.xlsx
2024 | 10 | GIR50_ISW_EF_H | 593 | 381 | 0 | 0 | 1 | 0 | 0 | 0 | 0 | 0 | 0 | 40 | 43.1506 | 45.5168 | ≤5% | ≤1 m | pressure_indicators_2022_2025_all_scenarios.xlsx
2024 | 10 | GIR50_ISW_EF_H | 595 | 386 | 0 | 0 | 1 | 0 | 0 | 0 | 0 | 0 | 0 | 40 | 43.8865 | 45.6043 | ≤5% | ≤1 m | pressure_indicators_2022_2025_all_scenarios.xlsx
2024 | 10 | GIR50_ISW_EF_H | 597 | 367 | 0 | 0 | 1 | 0 | 0 | 0 | 0 | 0 | 0 | 40 | 72.5387 | 74.532 | ≤5% | ≤1 m | pressure_indicators_2022_2025_all_scenarios.xlsx
2024 | 10 | GIR50_ISW_EF_H | 599 | 391 | 0 | 0 | 1 | 0 | 0 | 0 | 0 | 0 | 0 | 40 | 72.9293 | 74.925 | ≤5% | ≤1 m | pressure_indicators_2022_2025_all_scenarios.xlsx
2024 | 20 | GIR50_ISW_EF_L | 135 | 351 | 0 | 0 | 1 | 0 | 0 | 0 | 0 | 0 | 0 | 40 | 73.5381 | 73.7212 | ≤5% | ≤1 m | pressure_indicators_2022_2025_all_scenarios.xlsx
2024 | 20 | GIR50_ISW_EF_L | 139 | 407 | 0 | 0 | 1 | 0 | 0 | 0 | 0 | 0 | 0 | 40 | 68.6215 | 68.9656 | ≤5% | ≤1 m | pressure_indicators_2022_2025_all_scenarios.xlsx
2024 | 20 | GIR50_ISW_EF_L | 145 | 362 | 0 | 0 | 1 | 0 | 0 | 0 | 0 | 0 | 0 | 40 | 63.2593 | 72.5806 | ≤5% | ≤1 m | pressure_indicators_2022_2025_all_scenarios.xlsx
2024 | 20 | GIR50_ISW_EF_L | 149 | 359 | 0 | 0 | 1 | 0 | 0 | 0 | 0 | 0 | 0 | 40 | 48.3592 | 57.3175 | ≤5% | ≤1 m | pressure_indicators_2022_2025_all_scenarios.xlsx
2024 | 20 | GIR50_ISW_EF_L | 153 | 381 | 0 | 0 | 1 | 0 | 0 | 0 | 0 | 0 | 0 | 40 | 53.5534 | 62.4457 | ≤5% | ≤1 m | pressure_indicators_2022_2025_all_scenarios.xlsx
2024 | 20 | GIR50_ISW_EF_L | 161 | 396 | 0 | 0 | 1 | 0 | 0 | 0 | 0 | 0 | 0 | 40 | 70.0264 | 77.6579 | ≤5% | ≤1 m | pressure_indicators_2022_2025_all_scenarios.xlsx
2024 | 20 | GIR50_ISW_EF_L | 165 | 348 | 0 | 0 | 1 | 0 | 0 | 0 | 0 | 0 | 0 | 40 | 77.4001 | 83.9339 | ≤5% | ≤1 m | pressure_indicators_2022_2025_all_scenarios.xlsx
2024 | 20 | GIR50_ISW_EF_L | 169 | 375 | 0 | 0 | 1 | 0 | 0 | 0 | 0 | 0 | 0 | 40 | 78.523 | 84.9552 | ≤5% | ≤1 m | pressure_indicators_2022_2025_all_scenarios.xlsx
2024 | 20 | GIR50_ISW_EF_L | 173 | 384 | 0 | 0 | 1 | 0 | 0 | 0 | 0 | 0 | 0 | 40 | 75.6627 | 82.2205 | ≤5% | ≤1 m | pressure_indicators_2022_2025_all_scenarios.xlsx
2024 | 20 | GIR50_ISW_EF_L | 177 | 384 | 0 | 0 | 1 | 0 | 0 | 0 | 0 | 0 | 0 | 40 | 47.4874 | 58.0304 | ≤5% | ≤1 m | pressure_indicators_2022_2025_all_scenarios.xlsx
2024 | 20 | GIR50_ISW_EF_L | 181 | 381 | 0 | 0 | 1 | 0 | 0 | 0 | 0 | 0 | 0 | 40 | 74.4905 | 80.0045 | ≤5% | ≤1 m | pressure_indicators_2022_2025_all_scenarios.xlsx
2024 | 20 | GIR50_ISW_EF_L | 189 | 385 | 0 | 0 | 1 | 0 | 0 | 0 | 0 | 0 | 0 | 40 | 68.3501 | 73.4799 | ≤5% | ≤1 m | pressure_indicators_2022_2025_all_scenarios.xlsx
2024 | 20 | GIR50_ISW_EF_L | 193 | 379 | 0 | 0 | 1 | 0 | 0 | 0 | 0 | 0 | 0 | 40 | 58.0474 | 67.7878 | ≤5% | ≤1 m | pressure_indicators_2022_2025_all_scenarios.xlsx
2024 | 20 | GIR50_ISW_EF_L | 207 | 389 | 0 | 0 | 1 | 0 | 0 | 0 | 0 | 0 | 0 | 40 | 62.5388 | 63.9613 | ≤5% | ≤1 m | pressure_indicators_2022_2025_all_scenarios.xlsx
2024 | 20 | GIR50_ISW_EF_L | 211 | 396 | 0 | 0 | 1 | 0 | 0 | 0 | 0 | 0 | 0 | 40 | 52.3706 | 57.7996 | ≤5% | ≤1 m | pressure_indicators_2022_2025_all_scenarios.xlsx
2024 | 20 | GIR50_ISW_EF_L | 216 | 384 | 0 | 0 | 1 | 0 | 0 | 0 | 0 | 0 | 0 | 40 | 63.1956 | 64.5779 | ≤5% | ≤1 m | pressure_indicators_2022_2025_all_scenarios.xlsx
2024 | 20 | GIR50_ISW_EF_L | 220 | 401 | 0 | 0 | 1 | 0 | 0 | 0 | 0 | 0 | 0 | 40 | 60.0159 | 65.6546 | ≤5% | ≤1 m | pressure_indicators_2022_2025_all_scenarios.xlsx
2024 | 20 | GIR50_ISW_EF_L | 224 | 395 | 0 | 0 | 1 | 0 | 0 | 0 | 0 | 0 | 0 | 40 | 63.5549 | 67.1862 | ≤5% | ≤1 m | pressure_indicators_2022_2025_all_scenarios.xlsx
2024 | 20 | GIR50_ISW_EF_L | 228 | 410 | 0 | 0 | 1 | 0 | 0 | 0 | 0 | 0 | 0 | 40 | 68.0387 | 71.5284 | ≤5% | ≤1 m | pressure_indicators_2022_2025_all_scenarios.xlsx
2024 | 20 | GIR50_ISW_EF_L | 232 | 395 | 0 | 0 | 1 | 0 | 0 | 0 | 0 | 0 | 0 | 40 | 82.395 | 83.2935 | ≤5% | ≤1 m | pressure_indicators_2022_2025_all_scenarios.xlsx
2024 | 20 | GIR50_ISW_EF_L | 234 | 384 | 0 | 0 | 1 | 0 | 0 | 0 | 0 | 0 | 0 | 40 | 45.0124 | 46.3564 | ≤5% | ≤1 m | pressure_indicators_2022_2025_all_scenarios.xlsx
2024 | 20 | GIR50_ISW_EF_L | 238 | 400 | 0 | 0 | 1 | 0 | 0 | 0 | 0 | 0 | 0 | 40 | 65.4433 | 67.7033 | ≤5% | ≤1 m | pressure_indicators_2022_2025_all_scenarios.xlsx
2024 | 20 | GIR50_ISW_EF_L | 243 | 387 | 0 | 0 | 1 | 0 | 0 | 0 | 0 | 0 | 0 | 40 | 61.526 | 62.6512 | ≤5% | ≤1 m | pressure_indicators_2022_2025_all_scenarios.xlsx
2024 | 20 | GIR50_ISW_EF_L | 248 | 383 | 0 | 0 | 1 | 0 | 0 | 0 | 0 | 0 | 0 | 40 | 68.3496 | 68.891 | ≤5% | ≤1 m | pressure_indicators_2022_2025_all_scenarios.xlsx
2024 | 20 | GIR50_ISW_EF_L | 253 | 404 | 0 | 0 | 1 | 0 | 0 | 0 | 0 | 0 | 0 | 40 | 75.7693 | 76.4594 | ≤5% | ≤1 m | pressure_indicators_2022_2025_all_scenarios.xlsx
2024 | 20 | GIR50_ISW_EF_L | 266 | 395 | 0 | 0 | 1 | 0 | 0 | 0 | 0 | 0 | 0 | 40 | 78.7761 | 80.2561 | ≤5% | ≤1 m | pressure_indicators_2022_2025_all_scenarios.xlsx
2024 | 20 | GIR50_ISW_EF_L | 270 | 382 | 0 | 0 | 1 | 0 | 0 | 0 | 0 | 0 | 0 | 40 | 58.5778 | 60.4796 | ≤5% | ≤1 m | pressure_indicators_2022_2025_all_scenarios.xlsx
2024 | 20 | GIR50_ISW_EF_L | 274 | 377 | 0 | 0 | 1 | 0 | 0 | 0 | 0 | 0 | 0 | 40 | 72.5539 | 74.3522 | ≤5% | ≤1 m | pressure_indicators_2022_2025_all_scenarios.xlsx
2024 | 20 | GIR50_ISW_EF_L | 278 | 384 | 0 | 0 | 1 | 0 | 0 | 0 | 0 | 0 | 0 | 40 | 52.4093 | 54.0416 | ≤5% | ≤1 m | pressure_indicators_2022_2025_all_scenarios.xlsx
2024 | 20 | GIR50_ISW_EF_L | 282 | 379 | 0 | 0 | 1 | 0 | 0 | 0 | 0 | 0 | 0 | 40 | 79.5361 | 83.9865 | ≤5% | ≤1 m | pressure_indicators_2022_2025_all_scenarios.xlsx
2024 | 20 | GIR50_ISW_EF_L | 286 | 391 | 0 | 0 | 1 | 0 | 0 | 0 | 0 | 0 | 0 | 40 | 79.0076 | 82.2624 | ≤5% | ≤1 m | pressure_indicators_2022_2025_all_scenarios.xlsx
2024 | 20 | GIR50_ISW_EF_L | 290 | 394 | 0 | 0 | 1 | 0 | 0 | 0 | 0 | 0 | 0 | 40 | 83.8464 | 86.7905 | ≤5% | ≤1 m | pressure_indicators_2022_2025_all_scenarios.xlsx
2024 | 20 | GIR50_ISW_EF_L | 294 | 389 | 0 | 0 | 1 | 0 | 0 | 0 | 0 | 0 | 0 | 40 | 82.1007 | 84.3923 | ≤5% | ≤1 m | pressure_indicators_2022_2025_all_scenarios.xlsx
2024 | 20 | GIR50_ISW_EF_L | 302 | 370 | 0 | 0 | 1 | 0 | 0 | 0 | 0 | 0 | 0 | 40 | 82.9328 | 84.8222 | ≤5% | ≤1 m | pressure_indicators_2022_2025_all_scenarios.xlsx
2024 | 20 | GIR50_ISW_EF_L | 306 | 394 | 0 | 0 | 1 | 0 | 0 | 0 | 0 | 0 | 0 | 40 | 67.1136 | 69.1265 | ≤5% | ≤1 m | pressure_indicators_2022_2025_all_scenarios.xlsx
2024 | 20 | GIR50_ISW_EF_L | 310 | 397 | 0 | 0 | 1 | 0 | 0 | 0 | 0 | 0 | 0 | 40 | 40.9783 | 45.7865 | ≤5% | ≤1 m | pressure_indicators_2022_2025_all_scenarios.xlsx
2024 | 20 | GIR50_ISW_EF_L | 314 | 378 | 0 | 0 | 1 | 0 | 0 | 0 | 0 | 0 | 0 | 40 | 54.8109 | 60.2204 | ≤5% | ≤1 m | pressure_indicators_2022_2025_all_scenarios.xlsx
2024 | 20 | GIR50_ISW_EF_L | 318 | 410 | 0 | 0 | 1 | 0 | 0 | 0 | 0 | 0 | 0 | 40 | 59.4019 | 63.2699 | ≤5% | ≤1 m | pressure_indicators_2022_2025_all_scenarios.xlsx
2024 | 20 | GIR50_ISW_EF_L | 323 | 408 | 0 | 0 | 1 | 0 | 0 | 0 | 0 | 0 | 0 | 40 | 59.1729 | 63.3904 | ≤5% | ≤1 m | pressure_indicators_2022_2025_all_scenarios.xlsx
2024 | 20 | GIR50_ISW_EF_L | 327 | 390 | 0 | 0 | 1 | 0 | 0 | 0 | 0 | 0 | 0 | 40 | 59.3417 | 62.3608 | ≤5% | ≤1 m | pressure_indicators_2022_2025_all_scenarios.xlsx
2024 | 20 | GIR50_ISW_EF_L | 331 | 386 | 0 | 0 | 1 | 0 | 0 | 0 | 0 | 0 | 0 | 40 | 53.983 | 63.4673 | ≤5% | ≤1 m | pressure_indicators_2022_2025_all_scenarios.xlsx
2024 | 20 | GIR50_ISW_EF_L | 333 | 368 | 0 | 0 | 1 | 0 | 0 | 0 | 0 | 0 | 0 | 40 | 57.091 | 66.9385 | ≤5% | ≤1 m | pressure_indicators_2022_2025_all_scenarios.xlsx
2024 | 20 | GIR50_ISW_EF_L | 338 | 361 | 0 | 0 | 1 | 0 | 0 | 0 | 0 | 0 | 0 | 40 | 59.394 | 68.6751 | ≤5% | ≤1 m | pressure_indicators_2022_2025_all_scenarios.xlsx
2024 | 20 | GIR50_ISW_EF_L | 342 | 387 | 0 | 0 | 1 | 0 | 0 | 0 | 0 | 0 | 0 | 40 | 62.3474 | 69.2323 | ≤5% | ≤1 m | pressure_indicators_2022_2025_all_scenarios.xlsx
2024 | 20 | GIR50_ISW_EF_L | 346 | 359 | 0 | 0 | 1 | 0 | 0 | 0 | 0 | 0 | 0 | 40 | 55.8922 | 58.9282 | ≤5% | ≤1 m | pressure_indicators_2022_2025_all_scenarios.xlsx
2024 | 20 | GIR50_ISW_EF_L | 350 | 396 | 0 | 0 | 1 | 0 | 0 | 0 | 0 | 0 | 0 | 40 | 58.2767 | 63.5766 | ≤5% | ≤1 m | pressure_indicators_2022_2025_all_scenarios.xlsx
2024 | 20 | GIR50_ISW_EF_L | 360 | 367 | 0 | 0 | 1 | 0 | 0 | 0 | 0 | 0 | 0 | 40 | 61.1508 | 66.2513 | ≤5% | ≤1 m | pressure_indicators_2022_2025_all_scenarios.xlsx
2024 | 20 | GIR50_ISW_EF_L | 364 | 386 | 0 | 0 | 1 | 0 | 0 | 0 | 0 | 0 | 0 | 40 | 69.0597 | 72.2748 | ≤5% | ≤1 m | pressure_indicators_2022_2025_all_scenarios.xlsx
2024 | 20 | GIR50_ISW_EF_L | 372 | 379 | 0 | 0 | 1 | 0 | 0 | 0 | 0 | 0 | 0 | 40 | 70.3074 | 71.8453 | ≤5% | ≤1 m | pressure_indicators_2022_2025_all_scenarios.xlsx
2024 | 20 | GIR50_ISW_EF_L | 381 | 394 | 0 | 0 | 1 | 0 | 0 | 0 | 0 | 0 | 0 | 40 | 62.2327 | 63.5701 | ≤5% | ≤1 m | pressure_indicators_2022_2025_all_scenarios.xlsx
2024 | 20 | GIR50_ISW_EF_L | 385 | 357 | 0 | 0 | 1 | 0 | 0 | 0 | 0 | 0 | 0 | 40 | 49.7194 | 52.6059 | ≤5% | ≤1 m | pressure_indicators_2022_2025_all_scenarios.xlsx
2024 | 20 | GIR50_ISW_EF_L | 389 | 408 | 0 | 0 | 1 | 0 | 0 | 0 | 0 | 0 | 0 | 40 | 51.0985 | 52.7062 | ≤5% | ≤1 m | pressure_indicators_2022_2025_all_scenarios.xlsx
2024 | 20 | GIR50_ISW_EF_L | 393 | 402 | 0 | 0 | 1 | 0 | 0 | 0 | 0 | 0 | 0 | 40 | 51.0812 | 53.1618 | ≤5% | ≤1 m | pressure_indicators_2022_2025_all_scenarios.xlsx
2024 | 20 | GIR50_ISW_EF_L | 397 | 392 | 0 | 0 | 1 | 0 | 0 | 0 | 0 | 0 | 0 | 40 | 64.7243 | 66.5009 | ≤5% | ≤1 m | pressure_indicators_2022_2025_all_scenarios.xlsx
2024 | 20 | GIR50_ISW_EF_L | 401 | 399 | 0 | 0 | 1 | 0 | 0 | 0 | 0 | 0 | 0 | 40 | 72.5538 | 74.1257 | ≤5% | ≤1 m | pressure_indicators_2022_2025_all_scenarios.xlsx
2024 | 20 | GIR50_ISW_EF_L | 405 | 385 | 0 | 0 | 1 | 0 | 0 | 0 | 0 | 0 | 0 | 40 | 62.9072 | 64.9908 | ≤5% | ≤1 m | pressure_indicators_2022_2025_all_scenarios.xlsx
2024 | 20 | GIR50_ISW_EF_L | 409 | 377 | 0 | 0 | 1 | 0 | 0 | 0 | 0 | 0 | 0 | 40 | 64.146 | 66.0458 | ≤5% | ≤1 m | pressure_indicators_2022_2025_all_scenarios.xlsx
2024 | 20 | GIR50_ISW_EF_L | 414 | 402 | 0 | 0 | 1 | 0 | 0 | 0 | 0 | 0 | 0 | 40 | 49.7943 | 52.2485 | ≤5% | ≤1 m | pressure_indicators_2022_2025_all_scenarios.xlsx
2024 | 20 | GIR50_ISW_EF_L | 419 | 367 | 0 | 0 | 1 | 0 | 0 | 0 | 0 | 0 | 0 | 40 | 58.1431 | 60.6485 | ≤5% | ≤1 m | pressure_indicators_2022_2025_all_scenarios.xlsx
2024 | 20 | GIR50_ISW_EF_L | 423 | 398 | 0 | 0 | 1 | 0 | 0 | 0 | 0 | 0 | 0 | 40 | 60.0483 | 62.6163 | ≤5% | ≤1 m | pressure_indicators_2022_2025_all_scenarios.xlsx
2024 | 20 | GIR50_ISW_EF_L | 428 | 388 | 0 | 0 | 1 | 0 | 0 | 0 | 0 | 0 | 0 | 40 | 61.4111 | 64.1619 | ≤5% | ≤1 m | pressure_indicators_2022_2025_all_scenarios.xlsx
2024 | 20 | GIR50_ISW_EF_L | 434 | 367 | 0 | 0 | 1 | 0 | 0 | 0 | 0 | 0 | 0 | 40 | 61.3549 | 64.1574 | ≤5% | ≤1 m | pressure_indicators_2022_2025_all_scenarios.xlsx
2024 | 20 | GIR50_ISW_EF_L | 438 | 375 | 0 | 0 | 1 | 0 | 0 | 0 | 0 | 0 | 0 | 40 | 60.4669 | 63.843 | ≤5% | ≤1 m | pressure_indicators_2022_2025_all_scenarios.xlsx
2024 | 20 | GIR50_ISW_EF_L | 508 | 367 | 0 | 0 | 1 | 0 | 0 | 0 | 0 | 0 | 0 | 40 | 54.577 | 61.5128 | ≤5% | ≤1 m | pressure_indicators_2022_2025_all_scenarios.xlsx
2024 | 20 | GIR50_ISW_EF_L | 510 | 377 | 0 | 0 | 1 | 0 | 0 | 0 | 0 | 0 | 0 | 40 | 46.5462 | 52.736 | ≤5% | ≤1 m | pressure_indicators_2022_2025_all_scenarios.xlsx
2024 | 20 | GIR50_ISW_EF_L | 512 | 393 | 0 | 0 | 1 | 0 | 0 | 0 | 0 | 0 | 0 | 40 | 50.4189 | 58.9815 | ≤5% | ≤1 m | pressure_indicators_2022_2025_all_scenarios.xlsx
2024 | 20 | GIR50_ISW_EF_L | 514 | 390 | 0 | 0 | 1 | 0 | 0 | 0 | 0 | 0 | 0 | 40 | 53.2397 | 58.5916 | ≤5% | ≤1 m | pressure_indicators_2022_2025_all_scenarios.xlsx
2024 | 20 | GIR50_ISW_EF_L | 516 | 415 | 0 | 0 | 1 | 0 | 0 | 0 | 0 | 0 | 0 | 40 | 48.3363 | 56.8991 | ≤5% | ≤1 m | pressure_indicators_2022_2025_all_scenarios.xlsx
2024 | 20 | GIR50_ISW_EF_L | 518 | 357 | 0 | 0 | 1 | 0 | 0 | 0 | 0 | 0 | 0 | 40 | 50.3211 | 57.5661 | ≤5% | ≤1 m | pressure_indicators_2022_2025_all_scenarios.xlsx
2024 | 20 | GIR50_ISW_EF_L | 520 | 402 | 0 | 0 | 1 | 0 | 0 | 0 | 0 | 0 | 0 | 40 | 46.9716 | 55.666 | ≤5% | ≤1 m | pressure_indicators_2022_2025_all_scenarios.xlsx
2024 | 20 | GIR50_ISW_EF_L | 522 | 375 | 0 | 0 | 1 | 0 | 0 | 0 | 0 | 0 | 0 | 40 | 43.6783 | 52.4138 | ≤5% | ≤1 m | pressure_indicators_2022_2025_all_scenarios.xlsx
2024 | 20 | GIR50_ISW_EF_L | 524 | 405 | 0 | 0 | 1 | 0 | 0 | 0 | 0 | 0 | 0 | 40 | 44.1864 | 51.0921 | ≤5% | ≤1 m | pressure_indicators_2022_2025_all_scenarios.xlsx
2024 | 20 | GIR50_ISW_EF_L | 526 | 372 | 0 | 0 | 1 | 0 | 0 | 0 | 0 | 0 | 0 | 40 | 46.4971 | 53.3725 | ≤5% | ≤1 m | pressure_indicators_2022_2025_all_scenarios.xlsx
2024 | 20 | GIR50_ISW_EF_L | 528 | 375 | 0 | 0 | 1 | 0 | 0 | 0 | 0 | 0 | 0 | 40 | 46.6902 | 55.5067 | ≤5% | ≤1 m | pressure_indicators_2022_2025_all_scenarios.xlsx
2024 | 20 | GIR50_ISW_EF_L | 530 | 416 | 0 | 0 | 1 | 0 | 0 | 0 | 0 | 0 | 0 | 40 | 47.8749 | 56.4115 | ≤5% | ≤1 m | pressure_indicators_2022_2025_all_scenarios.xlsx
2024 | 20 | GIR50_ISW_EF_L | 532 | 380 | 0 | 0 | 1 | 0 | 0 | 0 | 0 | 0 | 0 | 40 | 46.526 | 55.1689 | ≤5% | ≤1 m | pressure_indicators_2022_2025_all_scenarios.xlsx
2024 | 20 | GIR50_ISW_EF_L | 534 | 371 | 0 | 0 | 1 | 0 | 0 | 0 | 0 | 0 | 0 | 40 | 40.613 | 48.9761 | ≤5% | ≤1 m | pressure_indicators_2022_2025_all_scenarios.xlsx
2024 | 20 | GIR50_ISW_EF_L | 536 | 389 | 0 | 0 | 1 | 0 | 0 | 0 | 0 | 0 | 0 | 40 | 41.4167 | 50.1346 | ≤5% | ≤1 m | pressure_indicators_2022_2025_all_scenarios.xlsx
2024 | 20 | GIR50_ISW_EF_L | 538 | 381 | 0 | 0 | 1 | 0 | 0 | 0 | 0 | 0 | 0 | 40 | 40.9111 | 47.9202 | ≤5% | ≤1 m | pressure_indicators_2022_2025_all_scenarios.xlsx
2024 | 20 | GIR50_ISW_EF_L | 540 | 390 | 0 | 0 | 1 | 0 | 0 | 0 | 0 | 0 | 0 | 40 | 42.2809 | 49.7024 | ≤5% | ≤1 m | pressure_indicators_2022_2025_all_scenarios.xlsx
2024 | 20 | GIR50_ISW_EF_L | 542 | 395 | 1 | 0.0025316 | 0.99747 | 0.0024723 | 0.97654 | 0.97654 | 6.1807e-05 | 0.024414 | 0.024414 | 40 | 39.0235 | 47.7563 | ≤5% | ≤1 m | pressure_indicators_2022_2025_all_scenarios.xlsx
2024 | 20 | GIR50_ISW_EF_L | 544 | 381 | 0 | 0 | 1 | 0 | 0 | 0 | 0 | 0 | 0 | 40 | 49.6502 | 56.9003 | ≤5% | ≤1 m | pressure_indicators_2022_2025_all_scenarios.xlsx
2024 | 20 | GIR50_ISW_EF_L | 546 | 401 | 0 | 0 | 1 | 0 | 0 | 0 | 0 | 0 | 0 | 40 | 50.7146 | 57.7565 | ≤5% | ≤1 m | pressure_indicators_2022_2025_all_scenarios.xlsx
2024 | 20 | GIR50_ISW_EF_L | 548 | 400 | 0 | 0 | 1 | 0 | 0 | 0 | 0 | 0 | 0 | 40 | 49.0795 | 57.2984 | ≤5% | ≤1 m | pressure_indicators_2022_2025_all_scenarios.xlsx
2024 | 20 | GIR50_ISW_EF_L | 550 | 378 | 0 | 0 | 1 | 0 | 0 | 0 | 0 | 0 | 0 | 40 | 60.6376 | 69.3061 | ≤5% | ≤1 m | pressure_indicators_2022_2025_all_scenarios.xlsx
2024 | 20 | GIR50_ISW_EF_L | 552 | 373 | 0 | 0 | 1 | 0 | 0 | 0 | 0 | 0 | 0 | 40 | 50.7559 | 57.2725 | ≤5% | ≤1 m | pressure_indicators_2022_2025_all_scenarios.xlsx
2024 | 20 | GIR50_ISW_EF_L | 554 | 374 | 1 | 0.0026738 | 0.99733 | 0.001154 | 0.4316 | 0.4316 | 2.885e-05 | 0.01079 | 0.01079 | 40 | 39.5684 | 48.1026 | ≤5% | ≤1 m | pressure_indicators_2022_2025_all_scenarios.xlsx
2024 | 20 | GIR50_ISW_EF_L | 556 | 365 | 4 | 0.010959 | 0.98904 | 0.01029 | 0.93895 | 1.2791 | 0.00025725 | 0.023474 | 0.028926 | 40 | 38.7209 | 46.0369 | ≤5% | ≤1 m | pressure_indicators_2022_2025_all_scenarios.xlsx
2024 | 20 | GIR50_ISW_EF_L | 558 | 378 | 293 | 0.77513 | 0.22487 | 2.2059 | 2.8458 | 9.1125 | 0.055147 | 0.071145 | 0.11324 | 40 | 30.8875 | 37.9763 | >20% | 1–3 m | pressure_indicators_2022_2025_all_scenarios.xlsx
2024 | 20 | GIR50_ISW_EF_L | 562 | 375 | 0 | 0 | 1 | 0 | 0 | 0 | 0 | 0 | 0 | 40 | 43.0807 | 50.2348 | ≤5% | ≤1 m | pressure_indicators_2022_2025_all_scenarios.xlsx
2024 | 20 | GIR50_ISW_EF_L | 571 | 404 | 0 | 0 | 1 | 0 | 0 | 0 | 0 | 0 | 0 | 40 | 77.5532 | 79.1115 | ≤5% | ≤1 m | pressure_indicators_2022_2025_all_scenarios.xlsx
2024 | 20 | GIR50_ISW_EF_L | 580 | 370 | 0 | 0 | 1 | 0 | 0 | 0 | 0 | 0 | 0 | 40 | 63.6096 | 66.4975 | ≤5% | ≤1 m | pressure_indicators_2022_2025_all_scenarios.xlsx
2024 | 20 | GIR50_ISW_EF_L | 593 | 365 | 0 | 0 | 1 | 0 | 0 | 0 | 0 | 0 | 0 | 40 | 43.1579 | 45.4526 | ≤5% | ≤1 m | pressure_indicators_2022_2025_all_scenarios.xlsx
2024 | 20 | GIR50_ISW_EF_L | 595 | 414 | 0 | 0 | 1 | 0 | 0 | 0 | 0 | 0 | 0 | 40 | 43.8937 | 45.5599 | ≤5% | ≤1 m | pressure_indicators_2022_2025_all_scenarios.xlsx
2024 | 20 | GIR50_ISW_EF_L | 597 | 415 | 0 | 0 | 1 | 0 | 0 | 0 | 0 | 0 | 0 | 40 | 72.5521 | 74.5414 | ≤5% | ≤1 m | pressure_indicators_2022_2025_all_scenarios.xlsx
2024 | 20 | GIR50_ISW_EF_L | 599 | 399 | 0 | 0 | 1 | 0 | 0 | 0 | 0 | 0 | 0 | 40 | 72.9426 | 74.8646 | ≤5% | ≤1 m | pressure_indicators_2022_2025_all_scenarios.xlsx
2024 | 30 | GIR90_ISW_EF_H | 135 | 394 | 0 | 0 | 1 | 0 | 0 | 0 | 0 | 0 | 0 | 40 | 73.57 | 73.7218 | ≤5% | ≤1 m | pressure_indicators_2022_2025_all_scenarios.xlsx
2024 | 30 | GIR90_ISW_EF_H | 139 | 367 | 0 | 0 | 1 | 0 | 0 | 0 | 0 | 0 | 0 | 40 | 68.6467 | 68.9612 | ≤5% | ≤1 m | pressure_indicators_2022_2025_all_scenarios.xlsx
2024 | 30 | GIR90_ISW_EF_H | 145 | 381 | 0 | 0 | 1 | 0 | 0 | 0 | 0 | 0 | 0 | 40 | 62.7835 | 72.6639 | ≤5% | ≤1 m | pressure_indicators_2022_2025_all_scenarios.xlsx
2024 | 30 | GIR90_ISW_EF_H | 149 | 368 | 0 | 0 | 1 | 0 | 0 | 0 | 0 | 0 | 0 | 40 | 47.8835 | 57.2456 | ≤5% | ≤1 m | pressure_indicators_2022_2025_all_scenarios.xlsx
2024 | 30 | GIR90_ISW_EF_H | 153 | 380 | 0 | 0 | 1 | 0 | 0 | 0 | 0 | 0 | 0 | 40 | 53.0777 | 62.4037 | ≤5% | ≤1 m | pressure_indicators_2022_2025_all_scenarios.xlsx
2024 | 30 | GIR90_ISW_EF_H | 161 | 389 | 0 | 0 | 1 | 0 | 0 | 0 | 0 | 0 | 0 | 40 | 69.9333 | 77.6598 | ≤5% | ≤1 m | pressure_indicators_2022_2025_all_scenarios.xlsx
2024 | 30 | GIR90_ISW_EF_H | 165 | 365 | 0 | 0 | 1 | 0 | 0 | 0 | 0 | 0 | 0 | 40 | 77.6907 | 83.9989 | ≤5% | ≤1 m | pressure_indicators_2022_2025_all_scenarios.xlsx
2024 | 30 | GIR90_ISW_EF_H | 169 | 384 | 0 | 0 | 1 | 0 | 0 | 0 | 0 | 0 | 0 | 40 | 79.7055 | 84.8771 | ≤5% | ≤1 m | pressure_indicators_2022_2025_all_scenarios.xlsx
2024 | 30 | GIR90_ISW_EF_H | 173 | 393 | 0 | 0 | 1 | 0 | 0 | 0 | 0 | 0 | 0 | 40 | 76.8451 | 82.0186 | ≤5% | ≤1 m | pressure_indicators_2022_2025_all_scenarios.xlsx
2024 | 30 | GIR90_ISW_EF_H | 177 | 375 | 0 | 0 | 1 | 0 | 0 | 0 | 0 | 0 | 0 | 40 | 48.089 | 58.2922 | ≤5% | ≤1 m | pressure_indicators_2022_2025_all_scenarios.xlsx
2024 | 30 | GIR90_ISW_EF_H | 181 | 395 | 0 | 0 | 1 | 0 | 0 | 0 | 0 | 0 | 0 | 40 | 75.0858 | 79.9895 | ≤5% | ≤1 m | pressure_indicators_2022_2025_all_scenarios.xlsx
2024 | 30 | GIR90_ISW_EF_H | 189 | 373 | 0 | 0 | 1 | 0 | 0 | 0 | 0 | 0 | 0 | 40 | 68.8353 | 73.4404 | ≤5% | ≤1 m | pressure_indicators_2022_2025_all_scenarios.xlsx
2024 | 30 | GIR90_ISW_EF_H | 193 | 391 | 0 | 0 | 1 | 0 | 0 | 0 | 0 | 0 | 0 | 40 | 58.649 | 68.0952 | ≤5% | ≤1 m | pressure_indicators_2022_2025_all_scenarios.xlsx
2024 | 30 | GIR90_ISW_EF_H | 207 | 353 | 0 | 0 | 1 | 0 | 0 | 0 | 0 | 0 | 0 | 40 | 62.5594 | 64.0362 | ≤5% | ≤1 m | pressure_indicators_2022_2025_all_scenarios.xlsx
2024 | 30 | GIR90_ISW_EF_H | 211 | 410 | 0 | 0 | 1 | 0 | 0 | 0 | 0 | 0 | 0 | 40 | 52.3148 | 57.6696 | ≤5% | ≤1 m | pressure_indicators_2022_2025_all_scenarios.xlsx
2024 | 30 | GIR90_ISW_EF_H | 216 | 374 | 0 | 0 | 1 | 0 | 0 | 0 | 0 | 0 | 0 | 40 | 63.2161 | 64.6776 | ≤5% | ≤1 m | pressure_indicators_2022_2025_all_scenarios.xlsx
2024 | 30 | GIR90_ISW_EF_H | 220 | 416 | 0 | 0 | 1 | 0 | 0 | 0 | 0 | 0 | 0 | 40 | 59.9601 | 65.5156 | ≤5% | ≤1 m | pressure_indicators_2022_2025_all_scenarios.xlsx
2024 | 30 | GIR90_ISW_EF_H | 224 | 400 | 0 | 0 | 1 | 0 | 0 | 0 | 0 | 0 | 0 | 40 | 63.4991 | 67.288 | ≤5% | ≤1 m | pressure_indicators_2022_2025_all_scenarios.xlsx
2024 | 30 | GIR90_ISW_EF_H | 228 | 377 | 0 | 0 | 1 | 0 | 0 | 0 | 0 | 0 | 0 | 40 | 67.9829 | 71.5502 | ≤5% | ≤1 m | pressure_indicators_2022_2025_all_scenarios.xlsx
2024 | 30 | GIR90_ISW_EF_H | 232 | 377 | 0 | 0 | 1 | 0 | 0 | 0 | 0 | 0 | 0 | 40 | 82.3392 | 83.2931 | ≤5% | ≤1 m | pressure_indicators_2022_2025_all_scenarios.xlsx
2024 | 30 | GIR90_ISW_EF_H | 234 | 370 | 0 | 0 | 1 | 0 | 0 | 0 | 0 | 0 | 0 | 40 | 44.9566 | 46.4335 | ≤5% | ≤1 m | pressure_indicators_2022_2025_all_scenarios.xlsx
2024 | 30 | GIR90_ISW_EF_H | 238 | 371 | 0 | 0 | 1 | 0 | 0 | 0 | 0 | 0 | 0 | 40 | 65.3875 | 67.8071 | ≤5% | ≤1 m | pressure_indicators_2022_2025_all_scenarios.xlsx
2024 | 30 | GIR90_ISW_EF_H | 243 | 394 | 0 | 0 | 1 | 0 | 0 | 0 | 0 | 0 | 0 | 40 | 61.6337 | 62.6262 | ≤5% | ≤1 m | pressure_indicators_2022_2025_all_scenarios.xlsx
2024 | 30 | GIR90_ISW_EF_H | 248 | 401 | 0 | 0 | 1 | 0 | 0 | 0 | 0 | 0 | 0 | 40 | 68.4471 | 68.8771 | ≤5% | ≤1 m | pressure_indicators_2022_2025_all_scenarios.xlsx
2024 | 30 | GIR90_ISW_EF_H | 253 | 363 | 0 | 0 | 1 | 0 | 0 | 0 | 0 | 0 | 0 | 40 | 75.8752 | 76.4396 | ≤5% | ≤1 m | pressure_indicators_2022_2025_all_scenarios.xlsx
2024 | 30 | GIR90_ISW_EF_H | 266 | 423 | 0 | 0 | 1 | 0 | 0 | 0 | 0 | 0 | 0 | 40 | 78.722 | 80.2556 | ≤5% | ≤1 m | pressure_indicators_2022_2025_all_scenarios.xlsx
2024 | 30 | GIR90_ISW_EF_H | 270 | 404 | 0 | 0 | 1 | 0 | 0 | 0 | 0 | 0 | 0 | 40 | 58.833 | 60.4478 | ≤5% | ≤1 m | pressure_indicators_2022_2025_all_scenarios.xlsx
2024 | 30 | GIR90_ISW_EF_H | 274 | 393 | 0 | 0 | 1 | 0 | 0 | 0 | 0 | 0 | 0 | 40 | 72.7675 | 74.37 | ≤5% | ≤1 m | pressure_indicators_2022_2025_all_scenarios.xlsx
2024 | 30 | GIR90_ISW_EF_H | 278 | 389 | 0 | 0 | 1 | 0 | 0 | 0 | 0 | 0 | 0 | 40 | 52.2503 | 53.9888 | ≤5% | ≤1 m | pressure_indicators_2022_2025_all_scenarios.xlsx
2024 | 30 | GIR90_ISW_EF_H | 282 | 377 | 0 | 0 | 1 | 0 | 0 | 0 | 0 | 0 | 0 | 40 | 79.7497 | 84.2158 | ≤5% | ≤1 m | pressure_indicators_2022_2025_all_scenarios.xlsx
2024 | 30 | GIR90_ISW_EF_H | 286 | 398 | 0 | 0 | 1 | 0 | 0 | 0 | 0 | 0 | 0 | 40 | 79.2211 | 82.4317 | ≤5% | ≤1 m | pressure_indicators_2022_2025_all_scenarios.xlsx
2024 | 30 | GIR90_ISW_EF_H | 290 | 383 | 0 | 0 | 1 | 0 | 0 | 0 | 0 | 0 | 0 | 40 | 84.0599 | 86.7435 | ≤5% | ≤1 m | pressure_indicators_2022_2025_all_scenarios.xlsx
2024 | 30 | GIR90_ISW_EF_H | 294 | 365 | 0 | 0 | 1 | 0 | 0 | 0 | 0 | 0 | 0 | 40 | 82.3142 | 84.2831 | ≤5% | ≤1 m | pressure_indicators_2022_2025_all_scenarios.xlsx
2024 | 30 | GIR90_ISW_EF_H | 302 | 394 | 0 | 0 | 1 | 0 | 0 | 0 | 0 | 0 | 0 | 40 | 83.1477 | 84.823 | ≤5% | ≤1 m | pressure_indicators_2022_2025_all_scenarios.xlsx
2024 | 30 | GIR90_ISW_EF_H | 306 | 383 | 0 | 0 | 1 | 0 | 0 | 0 | 0 | 0 | 0 | 40 | 67.3285 | 69.0727 | ≤5% | ≤1 m | pressure_indicators_2022_2025_all_scenarios.xlsx
2024 | 30 | GIR90_ISW_EF_H | 310 | 419 | 0 | 0 | 1 | 0 | 0 | 0 | 0 | 0 | 0 | 40 | 40.35 | 45.7515 | ≤5% | ≤1 m | pressure_indicators_2022_2025_all_scenarios.xlsx
2024 | 30 | GIR90_ISW_EF_H | 314 | 388 | 0 | 0 | 1 | 0 | 0 | 0 | 0 | 0 | 0 | 40 | 54.1826 | 60.1385 | ≤5% | ≤1 m | pressure_indicators_2022_2025_all_scenarios.xlsx
2024 | 30 | GIR90_ISW_EF_H | 318 | 377 | 0 | 0 | 1 | 0 | 0 | 0 | 0 | 0 | 0 | 40 | 59.4168 | 63.1673 | ≤5% | ≤1 m | pressure_indicators_2022_2025_all_scenarios.xlsx
2024 | 30 | GIR90_ISW_EF_H | 323 | 388 | 0 | 0 | 1 | 0 | 0 | 0 | 0 | 0 | 0 | 40 | 59.7904 | 63.2439 | ≤5% | ≤1 m | pressure_indicators_2022_2025_all_scenarios.xlsx
2024 | 30 | GIR90_ISW_EF_H | 327 | 398 | 0 | 0 | 1 | 0 | 0 | 0 | 0 | 0 | 0 | 40 | 59.4843 | 62.3587 | ≤5% | ≤1 m | pressure_indicators_2022_2025_all_scenarios.xlsx
2024 | 30 | GIR90_ISW_EF_H | 331 | 390 | 0 | 0 | 1 | 0 | 0 | 0 | 0 | 0 | 0 | 40 | 54.5846 | 63.4226 | ≤5% | ≤1 m | pressure_indicators_2022_2025_all_scenarios.xlsx
2024 | 30 | GIR90_ISW_EF_H | 333 | 372 | 0 | 0 | 1 | 0 | 0 | 0 | 0 | 0 | 0 | 40 | 57.6926 | 67.061 | ≤5% | ≤1 m | pressure_indicators_2022_2025_all_scenarios.xlsx
2024 | 30 | GIR90_ISW_EF_H | 338 | 380 | 0 | 0 | 1 | 0 | 0 | 0 | 0 | 0 | 0 | 40 | 59.9957 | 68.7597 | ≤5% | ≤1 m | pressure_indicators_2022_2025_all_scenarios.xlsx
2024 | 30 | GIR90_ISW_EF_H | 342 | 383 | 0 | 0 | 1 | 0 | 0 | 0 | 0 | 0 | 0 | 40 | 62.9491 | 69.1515 | ≤5% | ≤1 m | pressure_indicators_2022_2025_all_scenarios.xlsx
2024 | 30 | GIR90_ISW_EF_H | 346 | 406 | 0 | 0 | 1 | 0 | 0 | 0 | 0 | 0 | 0 | 40 | 56.4939 | 58.9633 | ≤5% | ≤1 m | pressure_indicators_2022_2025_all_scenarios.xlsx
2024 | 30 | GIR90_ISW_EF_H | 350 | 367 | 0 | 0 | 1 | 0 | 0 | 0 | 0 | 0 | 0 | 40 | 58.0347 | 63.399 | ≤5% | ≤1 m | pressure_indicators_2022_2025_all_scenarios.xlsx
2024 | 30 | GIR90_ISW_EF_H | 360 | 378 | 0 | 0 | 1 | 0 | 0 | 0 | 0 | 0 | 0 | 40 | 60.9088 | 66.3019 | ≤5% | ≤1 m | pressure_indicators_2022_2025_all_scenarios.xlsx
2024 | 30 | GIR90_ISW_EF_H | 364 | 393 | 0 | 0 | 1 | 0 | 0 | 0 | 0 | 0 | 0 | 40 | 68.8178 | 72.3698 | ≤5% | ≤1 m | pressure_indicators_2022_2025_all_scenarios.xlsx
2024 | 30 | GIR90_ISW_EF_H | 372 | 389 | 0 | 0 | 1 | 0 | 0 | 0 | 0 | 0 | 0 | 40 | 70.0351 | 71.8006 | ≤5% | ≤1 m | pressure_indicators_2022_2025_all_scenarios.xlsx
2024 | 30 | GIR90_ISW_EF_H | 381 | 390 | 0 | 0 | 1 | 0 | 0 | 0 | 0 | 0 | 0 | 40 | 62.0635 | 63.5445 | ≤5% | ≤1 m | pressure_indicators_2022_2025_all_scenarios.xlsx
2024 | 30 | GIR90_ISW_EF_H | 385 | 376 | 0 | 0 | 1 | 0 | 0 | 0 | 0 | 0 | 0 | 40 | 49.34 | 52.6496 | ≤5% | ≤1 m | pressure_indicators_2022_2025_all_scenarios.xlsx
2024 | 30 | GIR90_ISW_EF_H | 389 | 396 | 0 | 0 | 1 | 0 | 0 | 0 | 0 | 0 | 0 | 40 | 50.7191 | 52.6526 | ≤5% | ≤1 m | pressure_indicators_2022_2025_all_scenarios.xlsx
2024 | 30 | GIR90_ISW_EF_H | 393 | 371 | 0 | 0 | 1 | 0 | 0 | 0 | 0 | 0 | 0 | 40 | 50.6116 | 53.0989 | ≤5% | ≤1 m | pressure_indicators_2022_2025_all_scenarios.xlsx
2024 | 30 | GIR90_ISW_EF_H | 397 | 402 | 0 | 0 | 1 | 0 | 0 | 0 | 0 | 0 | 0 | 40 | 64.9374 | 66.4916 | ≤5% | ≤1 m | pressure_indicators_2022_2025_all_scenarios.xlsx
2024 | 30 | GIR90_ISW_EF_H | 401 | 394 | 0 | 0 | 1 | 0 | 0 | 0 | 0 | 0 | 0 | 40 | 72.5912 | 74.1124 | ≤5% | ≤1 m | pressure_indicators_2022_2025_all_scenarios.xlsx
2024 | 30 | GIR90_ISW_EF_H | 405 | 382 | 0 | 0 | 1 | 0 | 0 | 0 | 0 | 0 | 0 | 40 | 63.2035 | 64.9496 | ≤5% | ≤1 m | pressure_indicators_2022_2025_all_scenarios.xlsx
2024 | 30 | GIR90_ISW_EF_H | 409 | 387 | 0 | 0 | 1 | 0 | 0 | 0 | 0 | 0 | 0 | 40 | 64.1609 | 65.9896 | ≤5% | ≤1 m | pressure_indicators_2022_2025_all_scenarios.xlsx
2024 | 30 | GIR90_ISW_EF_H | 414 | 372 | 0 | 0 | 1 | 0 | 0 | 0 | 0 | 0 | 0 | 40 | 50.1032 | 52.1419 | ≤5% | ≤1 m | pressure_indicators_2022_2025_all_scenarios.xlsx
2024 | 30 | GIR90_ISW_EF_H | 419 | 368 | 0 | 0 | 1 | 0 | 0 | 0 | 0 | 0 | 0 | 40 | 57.8967 | 60.6863 | ≤5% | ≤1 m | pressure_indicators_2022_2025_all_scenarios.xlsx
2024 | 30 | GIR90_ISW_EF_H | 423 | 379 | 0 | 0 | 1 | 0 | 0 | 0 | 0 | 0 | 0 | 40 | 59.7345 | 62.5579 | ≤5% | ≤1 m | pressure_indicators_2022_2025_all_scenarios.xlsx
2024 | 30 | GIR90_ISW_EF_H | 428 | 379 | 0 | 0 | 1 | 0 | 0 | 0 | 0 | 0 | 0 | 40 | 61.0504 | 64.115 | ≤5% | ≤1 m | pressure_indicators_2022_2025_all_scenarios.xlsx
2024 | 30 | GIR90_ISW_EF_H | 434 | 416 | 0 | 0 | 1 | 0 | 0 | 0 | 0 | 0 | 0 | 40 | 60.9629 | 64.1139 | ≤5% | ≤1 m | pressure_indicators_2022_2025_all_scenarios.xlsx
2024 | 30 | GIR90_ISW_EF_H | 438 | 400 | 0 | 0 | 1 | 0 | 0 | 0 | 0 | 0 | 0 | 40 | 61.0685 | 63.8299 | ≤5% | ≤1 m | pressure_indicators_2022_2025_all_scenarios.xlsx
2024 | 30 | GIR90_ISW_EF_H | 508 | 400 | 0 | 0 | 1 | 0 | 0 | 0 | 0 | 0 | 0 | 40 | 53.5106 | 61.6269 | ≤5% | ≤1 m | pressure_indicators_2022_2025_all_scenarios.xlsx
2024 | 30 | GIR90_ISW_EF_H | 510 | 395 | 0 | 0 | 1 | 0 | 0 | 0 | 0 | 0 | 0 | 40 | 46.1428 | 52.7313 | ≤5% | ≤1 m | pressure_indicators_2022_2025_all_scenarios.xlsx
2024 | 30 | GIR90_ISW_EF_H | 512 | 352 | 0 | 0 | 1 | 0 | 0 | 0 | 0 | 0 | 0 | 40 | 51.7927 | 58.7836 | ≤5% | ≤1 m | pressure_indicators_2022_2025_all_scenarios.xlsx
2024 | 30 | GIR90_ISW_EF_H | 514 | 368 | 0 | 0 | 1 | 0 | 0 | 0 | 0 | 0 | 0 | 40 | 50.122 | 58.3626 | ≤5% | ≤1 m | pressure_indicators_2022_2025_all_scenarios.xlsx
2024 | 30 | GIR90_ISW_EF_H | 516 | 364 | 0 | 0 | 1 | 0 | 0 | 0 | 0 | 0 | 0 | 40 | 48.5045 | 56.89 | ≤5% | ≤1 m | pressure_indicators_2022_2025_all_scenarios.xlsx
2024 | 30 | GIR90_ISW_EF_H | 518 | 367 | 0 | 0 | 1 | 0 | 0 | 0 | 0 | 0 | 0 | 40 | 51.1455 | 57.5189 | ≤5% | ≤1 m | pressure_indicators_2022_2025_all_scenarios.xlsx
2024 | 30 | GIR90_ISW_EF_H | 520 | 411 | 0 | 0 | 1 | 0 | 0 | 0 | 0 | 0 | 0 | 40 | 48.5358 | 55.7476 | ≤5% | ≤1 m | pressure_indicators_2022_2025_all_scenarios.xlsx
2024 | 30 | GIR90_ISW_EF_H | 522 | 397 | 0 | 0 | 1 | 0 | 0 | 0 | 0 | 0 | 0 | 40 | 44.0761 | 52.5649 | ≤5% | ≤1 m | pressure_indicators_2022_2025_all_scenarios.xlsx
2024 | 30 | GIR90_ISW_EF_H | 524 | 409 | 0 | 0 | 1 | 0 | 0 | 0 | 0 | 0 | 0 | 40 | 43.7486 | 50.8717 | ≤5% | ≤1 m | pressure_indicators_2022_2025_all_scenarios.xlsx
2024 | 30 | GIR90_ISW_EF_H | 526 | 372 | 0 | 0 | 1 | 0 | 0 | 0 | 0 | 0 | 0 | 40 | 46.4498 | 53.2878 | ≤5% | ≤1 m | pressure_indicators_2022_2025_all_scenarios.xlsx
2024 | 30 | GIR90_ISW_EF_H | 528 | 354 | 0 | 0 | 1 | 0 | 0 | 0 | 0 | 0 | 0 | 40 | 48.7942 | 55.9007 | ≤5% | ≤1 m | pressure_indicators_2022_2025_all_scenarios.xlsx
2024 | 30 | GIR90_ISW_EF_H | 530 | 387 | 0 | 0 | 1 | 0 | 0 | 0 | 0 | 0 | 0 | 40 | 48.4117 | 56.2956 | ≤5% | ≤1 m | pressure_indicators_2022_2025_all_scenarios.xlsx
2024 | 30 | GIR90_ISW_EF_H | 532 | 358 | 0 | 0 | 1 | 0 | 0 | 0 | 0 | 0 | 0 | 40 | 48.009 | 55.2439 | ≤5% | ≤1 m | pressure_indicators_2022_2025_all_scenarios.xlsx
2024 | 30 | GIR90_ISW_EF_H | 534 | 416 | 0 | 0 | 1 | 0 | 0 | 0 | 0 | 0 | 0 | 40 | 40.6896 | 48.7356 | ≤5% | ≤1 m | pressure_indicators_2022_2025_all_scenarios.xlsx
2024 | 30 | GIR90_ISW_EF_H | 536 | 367 | 0 | 0 | 1 | 0 | 0 | 0 | 0 | 0 | 0 | 40 | 41.4828 | 49.9907 | ≤5% | ≤1 m | pressure_indicators_2022_2025_all_scenarios.xlsx
2024 | 30 | GIR90_ISW_EF_H | 538 | 388 | 0 | 0 | 1 | 0 | 0 | 0 | 0 | 0 | 0 | 40 | 40.5803 | 47.8236 | ≤5% | ≤1 m | pressure_indicators_2022_2025_all_scenarios.xlsx
2024 | 30 | GIR90_ISW_EF_H | 540 | 381 | 0 | 0 | 1 | 0 | 0 | 0 | 0 | 0 | 0 | 40 | 42.6824 | 49.4813 | ≤5% | ≤1 m | pressure_indicators_2022_2025_all_scenarios.xlsx
2024 | 30 | GIR90_ISW_EF_H | 542 | 379 | 0 | 0 | 1 | 0 | 0 | 0 | 0 | 0 | 0 | 40 | 40.4924 | 47.6031 | ≤5% | ≤1 m | pressure_indicators_2022_2025_all_scenarios.xlsx
2024 | 30 | GIR90_ISW_EF_H | 544 | 379 | 0 | 0 | 1 | 0 | 0 | 0 | 0 | 0 | 0 | 40 | 49.7467 | 56.7398 | ≤5% | ≤1 m | pressure_indicators_2022_2025_all_scenarios.xlsx
2024 | 30 | GIR90_ISW_EF_H | 546 | 367 | 0 | 0 | 1 | 0 | 0 | 0 | 0 | 0 | 0 | 40 | 49.2752 | 57.5519 | ≤5% | ≤1 m | pressure_indicators_2022_2025_all_scenarios.xlsx
2024 | 30 | GIR90_ISW_EF_H | 548 | 367 | 0 | 0 | 1 | 0 | 0 | 0 | 0 | 0 | 0 | 40 | 49.1156 | 57.1285 | ≤5% | ≤1 m | pressure_indicators_2022_2025_all_scenarios.xlsx
2024 | 30 | GIR90_ISW_EF_H | 550 | 385 | 0 | 0 | 1 | 0 | 0 | 0 | 0 | 0 | 0 | 40 | 62.8082 | 69.2677 | ≤5% | ≤1 m | pressure_indicators_2022_2025_all_scenarios.xlsx
2024 | 30 | GIR90_ISW_EF_H | 552 | 375 | 0 | 0 | 1 | 0 | 0 | 0 | 0 | 0 | 0 | 40 | 50.6577 | 57.1605 | ≤5% | ≤1 m | pressure_indicators_2022_2025_all_scenarios.xlsx
2024 | 30 | GIR90_ISW_EF_H | 554 | 384 | 1 | 0.0026042 | 0.9974 | 0.00089978 | 0.34552 | 0.34552 | 2.2495e-05 | 0.0086379 | 0.0086379 | 40 | 39.6545 | 48.3392 | ≤5% | ≤1 m | pressure_indicators_2022_2025_all_scenarios.xlsx
2024 | 30 | GIR90_ISW_EF_H | 556 | 394 | 5 | 0.01269 | 0.98731 | 0.011706 | 0.92242 | 1.3137 | 0.00029265 | 0.02306 | 0.029994 | 40 | 38.6863 | 45.8446 | ≤5% | ≤1 m | pressure_indicators_2022_2025_all_scenarios.xlsx
2024 | 30 | GIR90_ISW_EF_H | 558 | 388 | 302 | 0.77835 | 0.22165 | 2.189 | 2.8123 | 9.3347 | 0.054724 | 0.070308 | 0.10851 | 40 | 30.6653 | 38.0095 | >20% | 1–3 m | pressure_indicators_2022_2025_all_scenarios.xlsx
2024 | 30 | GIR90_ISW_EF_H | 562 | 410 | 0 | 0 | 1 | 0 | 0 | 0 | 0 | 0 | 0 | 40 | 41.7165 | 50.1215 | ≤5% | ≤1 m | pressure_indicators_2022_2025_all_scenarios.xlsx
2024 | 30 | GIR90_ISW_EF_H | 571 | 421 | 0 | 0 | 1 | 0 | 0 | 0 | 0 | 0 | 0 | 40 | 77.3882 | 79.0537 | ≤5% | ≤1 m | pressure_indicators_2022_2025_all_scenarios.xlsx
2024 | 30 | GIR90_ISW_EF_H | 580 | 408 | 0 | 0 | 1 | 0 | 0 | 0 | 0 | 0 | 0 | 40 | 63.7173 | 66.5469 | ≤5% | ≤1 m | pressure_indicators_2022_2025_all_scenarios.xlsx
2024 | 30 | GIR90_ISW_EF_H | 593 | 388 | 0 | 0 | 1 | 0 | 0 | 0 | 0 | 0 | 0 | 40 | 43.1784 | 45.4538 | ≤5% | ≤1 m | pressure_indicators_2022_2025_all_scenarios.xlsx
2024 | 30 | GIR90_ISW_EF_H | 595 | 389 | 0 | 0 | 1 | 0 | 0 | 0 | 0 | 0 | 0 | 40 | 43.9143 | 45.6178 | ≤5% | ≤1 m | pressure_indicators_2022_2025_all_scenarios.xlsx
2024 | 30 | GIR90_ISW_EF_H | 597 | 380 | 0 | 0 | 1 | 0 | 0 | 0 | 0 | 0 | 0 | 40 | 72.5834 | 74.5219 | ≤5% | ≤1 m | pressure_indicators_2022_2025_all_scenarios.xlsx
2024 | 30 | GIR90_ISW_EF_H | 599 | 390 | 0 | 0 | 1 | 0 | 0 | 0 | 0 | 0 | 0 | 40 | 72.974 | 74.8903 | ≤5% | ≤1 m | pressure_indicators_2022_2025_all_scenarios.xlsx
2024 | 40 | GIR90_ISW_EF_L | 135 | 371 | 0 | 0 | 1 | 0 | 0 | 0 | 0 | 0 | 0 | 40 | 73.5727 | 73.7211 | ≤5% | ≤1 m | pressure_indicators_2022_2025_all_scenarios.xlsx
2024 | 40 | GIR90_ISW_EF_L | 139 | 368 | 0 | 0 | 1 | 0 | 0 | 0 | 0 | 0 | 0 | 40 | 68.6463 | 68.9637 | ≤5% | ≤1 m | pressure_indicators_2022_2025_all_scenarios.xlsx
2024 | 40 | GIR90_ISW_EF_L | 145 | 391 | 0 | 0 | 1 | 0 | 0 | 0 | 0 | 0 | 0 | 40 | 61.6931 | 72.5466 | ≤5% | ≤1 m | pressure_indicators_2022_2025_all_scenarios.xlsx
2024 | 40 | GIR90_ISW_EF_L | 149 | 406 | 0 | 0 | 1 | 0 | 0 | 0 | 0 | 0 | 0 | 40 | 46.793 | 57.2038 | ≤5% | ≤1 m | pressure_indicators_2022_2025_all_scenarios.xlsx
2024 | 40 | GIR90_ISW_EF_L | 153 | 408 | 0 | 0 | 1 | 0 | 0 | 0 | 0 | 0 | 0 | 40 | 51.9872 | 62.3489 | ≤5% | ≤1 m | pressure_indicators_2022_2025_all_scenarios.xlsx
2024 | 40 | GIR90_ISW_EF_L | 161 | 389 | 0 | 0 | 1 | 0 | 0 | 0 | 0 | 0 | 0 | 40 | 68.8428 | 77.4809 | ≤5% | ≤1 m | pressure_indicators_2022_2025_all_scenarios.xlsx
2024 | 40 | GIR90_ISW_EF_L | 165 | 393 | 0 | 0 | 1 | 0 | 0 | 0 | 0 | 0 | 0 | 40 | 76.5991 | 83.7959 | ≤5% | ≤1 m | pressure_indicators_2022_2025_all_scenarios.xlsx
2024 | 40 | GIR90_ISW_EF_L | 169 | 376 | 0 | 0 | 1 | 0 | 0 | 0 | 0 | 0 | 0 | 40 | 79.7912 | 84.6674 | ≤5% | ≤1 m | pressure_indicators_2022_2025_all_scenarios.xlsx
2024 | 40 | GIR90_ISW_EF_L | 173 | 402 | 0 | 0 | 1 | 0 | 0 | 0 | 0 | 0 | 0 | 40 | 76.8614 | 81.9879 | ≤5% | ≤1 m | pressure_indicators_2022_2025_all_scenarios.xlsx
2024 | 40 | GIR90_ISW_EF_L | 177 | 397 | 0 | 0 | 1 | 0 | 0 | 0 | 0 | 0 | 0 | 40 | 49.144 | 58.2955 | ≤5% | ≤1 m | pressure_indicators_2022_2025_all_scenarios.xlsx
2024 | 40 | GIR90_ISW_EF_L | 181 | 367 | 0 | 0 | 1 | 0 | 0 | 0 | 0 | 0 | 0 | 40 | 73.8401 | 79.8972 | ≤5% | ≤1 m | pressure_indicators_2022_2025_all_scenarios.xlsx
2024 | 40 | GIR90_ISW_EF_L | 189 | 397 | 0 | 0 | 1 | 0 | 0 | 0 | 0 | 0 | 0 | 40 | 69.1887 | 73.3953 | ≤5% | ≤1 m | pressure_indicators_2022_2025_all_scenarios.xlsx
2024 | 40 | GIR90_ISW_EF_L | 193 | 383 | 0 | 0 | 1 | 0 | 0 | 0 | 0 | 0 | 0 | 40 | 59.7039 | 67.9539 | ≤5% | ≤1 m | pressure_indicators_2022_2025_all_scenarios.xlsx
2024 | 40 | GIR90_ISW_EF_L | 207 | 378 | 0 | 0 | 1 | 0 | 0 | 0 | 0 | 0 | 0 | 40 | 62.5543 | 63.9893 | ≤5% | ≤1 m | pressure_indicators_2022_2025_all_scenarios.xlsx
2024 | 40 | GIR90_ISW_EF_L | 211 | 400 | 0 | 0 | 1 | 0 | 0 | 0 | 0 | 0 | 0 | 40 | 52.4342 | 57.8765 | ≤5% | ≤1 m | pressure_indicators_2022_2025_all_scenarios.xlsx
2024 | 40 | GIR90_ISW_EF_L | 216 | 395 | 0 | 0 | 1 | 0 | 0 | 0 | 0 | 0 | 0 | 40 | 63.211 | 64.6494 | ≤5% | ≤1 m | pressure_indicators_2022_2025_all_scenarios.xlsx
2024 | 40 | GIR90_ISW_EF_L | 220 | 376 | 0 | 0 | 1 | 0 | 0 | 0 | 0 | 0 | 0 | 40 | 60.0795 | 65.6717 | ≤5% | ≤1 m | pressure_indicators_2022_2025_all_scenarios.xlsx
2024 | 40 | GIR90_ISW_EF_L | 224 | 395 | 0 | 0 | 1 | 0 | 0 | 0 | 0 | 0 | 0 | 40 | 63.6185 | 67.4277 | ≤5% | ≤1 m | pressure_indicators_2022_2025_all_scenarios.xlsx
2024 | 40 | GIR90_ISW_EF_L | 228 | 386 | 0 | 0 | 1 | 0 | 0 | 0 | 0 | 0 | 0 | 40 | 68.1023 | 71.62 | ≤5% | ≤1 m | pressure_indicators_2022_2025_all_scenarios.xlsx
2024 | 40 | GIR90_ISW_EF_L | 232 | 342 | 0 | 0 | 1 | 0 | 0 | 0 | 0 | 0 | 0 | 40 | 82.4586 | 83.3011 | ≤5% | ≤1 m | pressure_indicators_2022_2025_all_scenarios.xlsx
2024 | 40 | GIR90_ISW_EF_L | 234 | 382 | 0 | 0 | 1 | 0 | 0 | 0 | 0 | 0 | 0 | 40 | 45.0621 | 46.3823 | ≤5% | ≤1 m | pressure_indicators_2022_2025_all_scenarios.xlsx
2024 | 40 | GIR90_ISW_EF_L | 238 | 392 | 0 | 0 | 1 | 0 | 0 | 0 | 0 | 0 | 0 | 40 | 65.493 | 67.6883 | ≤5% | ≤1 m | pressure_indicators_2022_2025_all_scenarios.xlsx
2024 | 40 | GIR90_ISW_EF_L | 243 | 375 | 0 | 0 | 1 | 0 | 0 | 0 | 0 | 0 | 0 | 40 | 61.5461 | 62.6269 | ≤5% | ≤1 m | pressure_indicators_2022_2025_all_scenarios.xlsx
2024 | 40 | GIR90_ISW_EF_L | 248 | 391 | 0 | 0 | 1 | 0 | 0 | 0 | 0 | 0 | 0 | 40 | 68.4354 | 68.8744 | ≤5% | ≤1 m | pressure_indicators_2022_2025_all_scenarios.xlsx
2024 | 40 | GIR90_ISW_EF_L | 253 | 405 | 0 | 0 | 1 | 0 | 0 | 0 | 0 | 0 | 0 | 40 | 75.9307 | 76.4573 | ≤5% | ≤1 m | pressure_indicators_2022_2025_all_scenarios.xlsx
2024 | 40 | GIR90_ISW_EF_L | 266 | 368 | 0 | 0 | 1 | 0 | 0 | 0 | 0 | 0 | 0 | 40 | 78.8865 | 80.2227 | ≤5% | ≤1 m | pressure_indicators_2022_2025_all_scenarios.xlsx
2024 | 40 | GIR90_ISW_EF_L | 270 | 358 | 0 | 0 | 1 | 0 | 0 | 0 | 0 | 0 | 0 | 40 | 58.575 | 60.424 | ≤5% | ≤1 m | pressure_indicators_2022_2025_all_scenarios.xlsx
2024 | 40 | GIR90_ISW_EF_L | 274 | 382 | 0 | 0 | 1 | 0 | 0 | 0 | 0 | 0 | 0 | 40 | 72.5521 | 74.3658 | ≤5% | ≤1 m | pressure_indicators_2022_2025_all_scenarios.xlsx
2024 | 40 | GIR90_ISW_EF_L | 278 | 396 | 0 | 0 | 1 | 0 | 0 | 0 | 0 | 0 | 0 | 40 | 51.8043 | 54.0128 | ≤5% | ≤1 m | pressure_indicators_2022_2025_all_scenarios.xlsx
2024 | 40 | GIR90_ISW_EF_L | 282 | 372 | 0 | 0 | 1 | 0 | 0 | 0 | 0 | 0 | 0 | 40 | 79.7441 | 84.1528 | ≤5% | ≤1 m | pressure_indicators_2022_2025_all_scenarios.xlsx
2024 | 40 | GIR90_ISW_EF_L | 286 | 402 | 0 | 0 | 1 | 0 | 0 | 0 | 0 | 0 | 0 | 40 | 79.2156 | 82.4725 | ≤5% | ≤1 m | pressure_indicators_2022_2025_all_scenarios.xlsx
2024 | 40 | GIR90_ISW_EF_L | 290 | 387 | 0 | 0 | 1 | 0 | 0 | 0 | 0 | 0 | 0 | 40 | 84.0544 | 86.8537 | ≤5% | ≤1 m | pressure_indicators_2022_2025_all_scenarios.xlsx
2024 | 40 | GIR90_ISW_EF_L | 294 | 398 | 0 | 0 | 1 | 0 | 0 | 0 | 0 | 0 | 0 | 40 | 82.2732 | 84.4443 | ≤5% | ≤1 m | pressure_indicators_2022_2025_all_scenarios.xlsx
2024 | 40 | GIR90_ISW_EF_L | 302 | 394 | 0 | 0 | 1 | 0 | 0 | 0 | 0 | 0 | 0 | 40 | 82.7774 | 84.848 | ≤5% | ≤1 m | pressure_indicators_2022_2025_all_scenarios.xlsx
2024 | 40 | GIR90_ISW_EF_L | 306 | 386 | 0 | 0 | 1 | 0 | 0 | 0 | 0 | 0 | 0 | 40 | 66.9581 | 69.1295 | ≤5% | ≤1 m | pressure_indicators_2022_2025_all_scenarios.xlsx
2024 | 40 | GIR90_ISW_EF_L | 310 | 384 | 0 | 0 | 1 | 0 | 0 | 0 | 0 | 0 | 0 | 40 | 41.2354 | 45.7914 | ≤5% | ≤1 m | pressure_indicators_2022_2025_all_scenarios.xlsx
2024 | 40 | GIR90_ISW_EF_L | 314 | 375 | 0 | 0 | 1 | 0 | 0 | 0 | 0 | 0 | 0 | 40 | 55.068 | 60.1221 | ≤5% | ≤1 m | pressure_indicators_2022_2025_all_scenarios.xlsx
2024 | 40 | GIR90_ISW_EF_L | 318 | 366 | 0 | 0 | 1 | 0 | 0 | 0 | 0 | 0 | 0 | 40 | 58.5683 | 63.1682 | ≤5% | ≤1 m | pressure_indicators_2022_2025_all_scenarios.xlsx
2024 | 40 | GIR90_ISW_EF_L | 323 | 366 | 0 | 0 | 1 | 0 | 0 | 0 | 0 | 0 | 0 | 40 | 59.6679 | 63.2948 | ≤5% | ≤1 m | pressure_indicators_2022_2025_all_scenarios.xlsx
2024 | 40 | GIR90_ISW_EF_L | 327 | 396 | 0 | 0 | 1 | 0 | 0 | 0 | 0 | 0 | 0 | 40 | 59.3396 | 62.3247 | ≤5% | ≤1 m | pressure_indicators_2022_2025_all_scenarios.xlsx
2024 | 40 | GIR90_ISW_EF_L | 331 | 370 | 0 | 0 | 1 | 0 | 0 | 0 | 0 | 0 | 0 | 40 | 55.6396 | 63.4035 | ≤5% | ≤1 m | pressure_indicators_2022_2025_all_scenarios.xlsx
2024 | 40 | GIR90_ISW_EF_L | 333 | 394 | 0 | 0 | 1 | 0 | 0 | 0 | 0 | 0 | 0 | 40 | 58.7475 | 67.2081 | ≤5% | ≤1 m | pressure_indicators_2022_2025_all_scenarios.xlsx
2024 | 40 | GIR90_ISW_EF_L | 338 | 387 | 0 | 0 | 1 | 0 | 0 | 0 | 0 | 0 | 0 | 40 | 61.0506 | 68.7456 | ≤5% | ≤1 m | pressure_indicators_2022_2025_all_scenarios.xlsx
2024 | 40 | GIR90_ISW_EF_L | 342 | 379 | 0 | 0 | 1 | 0 | 0 | 0 | 0 | 0 | 0 | 40 | 64.004 | 69.2142 | ≤5% | ≤1 m | pressure_indicators_2022_2025_all_scenarios.xlsx
2024 | 40 | GIR90_ISW_EF_L | 346 | 368 | 0 | 0 | 1 | 0 | 0 | 0 | 0 | 0 | 0 | 40 | 56.0903 | 58.9452 | ≤5% | ≤1 m | pressure_indicators_2022_2025_all_scenarios.xlsx
2024 | 40 | GIR90_ISW_EF_L | 350 | 402 | 0 | 0 | 1 | 0 | 0 | 0 | 0 | 0 | 0 | 40 | 57.9547 | 63.4372 | ≤5% | ≤1 m | pressure_indicators_2022_2025_all_scenarios.xlsx
2024 | 40 | GIR90_ISW_EF_L | 360 | 393 | 0 | 0 | 1 | 0 | 0 | 0 | 0 | 0 | 0 | 40 | 60.8288 | 66.3357 | ≤5% | ≤1 m | pressure_indicators_2022_2025_all_scenarios.xlsx
2024 | 40 | GIR90_ISW_EF_L | 364 | 388 | 0 | 0 | 1 | 0 | 0 | 0 | 0 | 0 | 0 | 40 | 68.7377 | 72.3737 | ≤5% | ≤1 m | pressure_indicators_2022_2025_all_scenarios.xlsx
2024 | 40 | GIR90_ISW_EF_L | 372 | 402 | 0 | 0 | 1 | 0 | 0 | 0 | 0 | 0 | 0 | 40 | 70.4156 | 71.828 | ≤5% | ≤1 m | pressure_indicators_2022_2025_all_scenarios.xlsx
2024 | 40 | GIR90_ISW_EF_L | 381 | 381 | 0 | 0 | 1 | 0 | 0 | 0 | 0 | 0 | 0 | 40 | 62.2585 | 63.5517 | ≤5% | ≤1 m | pressure_indicators_2022_2025_all_scenarios.xlsx
2024 | 40 | GIR90_ISW_EF_L | 385 | 387 | 0 | 0 | 1 | 0 | 0 | 0 | 0 | 0 | 0 | 40 | 49.8017 | 52.6822 | ≤5% | ≤1 m | pressure_indicators_2022_2025_all_scenarios.xlsx
2024 | 40 | GIR90_ISW_EF_L | 389 | 394 | 0 | 0 | 1 | 0 | 0 | 0 | 0 | 0 | 0 | 40 | 51.1808 | 52.6289 | ≤5% | ≤1 m | pressure_indicators_2022_2025_all_scenarios.xlsx
2024 | 40 | GIR90_ISW_EF_L | 393 | 377 | 0 | 0 | 1 | 0 | 0 | 0 | 0 | 0 | 0 | 40 | 50.3222 | 53.1609 | ≤5% | ≤1 m | pressure_indicators_2022_2025_all_scenarios.xlsx
2024 | 40 | GIR90_ISW_EF_L | 397 | 380 | 0 | 0 | 1 | 0 | 0 | 0 | 0 | 0 | 0 | 40 | 64.9372 | 66.4898 | ≤5% | ≤1 m | pressure_indicators_2022_2025_all_scenarios.xlsx
2024 | 40 | GIR90_ISW_EF_L | 401 | 391 | 0 | 0 | 1 | 0 | 0 | 0 | 0 | 0 | 0 | 40 | 72.1347 | 74.1111 | ≤5% | ≤1 m | pressure_indicators_2022_2025_all_scenarios.xlsx
2024 | 40 | GIR90_ISW_EF_L | 405 | 399 | 0 | 0 | 1 | 0 | 0 | 0 | 0 | 0 | 0 | 40 | 62.5003 | 64.9758 | ≤5% | ≤1 m | pressure_indicators_2022_2025_all_scenarios.xlsx
2024 | 40 | GIR90_ISW_EF_L | 409 | 373 | 0 | 0 | 1 | 0 | 0 | 0 | 0 | 0 | 0 | 40 | 63.4381 | 66.003 | ≤5% | ≤1 m | pressure_indicators_2022_2025_all_scenarios.xlsx
2024 | 40 | GIR90_ISW_EF_L | 414 | 385 | 0 | 0 | 1 | 0 | 0 | 0 | 0 | 0 | 0 | 40 | 49.2847 | 52.2342 | ≤5% | ≤1 m | pressure_indicators_2022_2025_all_scenarios.xlsx
2024 | 40 | GIR90_ISW_EF_L | 419 | 381 | 0 | 0 | 1 | 0 | 0 | 0 | 0 | 0 | 0 | 40 | 58.3432 | 60.7087 | ≤5% | ≤1 m | pressure_indicators_2022_2025_all_scenarios.xlsx
2024 | 40 | GIR90_ISW_EF_L | 423 | 385 | 0 | 0 | 1 | 0 | 0 | 0 | 0 | 0 | 0 | 40 | 59.3171 | 62.6231 | ≤5% | ≤1 m | pressure_indicators_2022_2025_all_scenarios.xlsx
2024 | 40 | GIR90_ISW_EF_L | 428 | 386 | 0 | 0 | 1 | 0 | 0 | 0 | 0 | 0 | 0 | 40 | 60.5761 | 64.1563 | ≤5% | ≤1 m | pressure_indicators_2022_2025_all_scenarios.xlsx
2024 | 40 | GIR90_ISW_EF_L | 434 | 353 | 0 | 0 | 1 | 0 | 0 | 0 | 0 | 0 | 0 | 40 | 60.4569 | 64.1512 | ≤5% | ≤1 m | pressure_indicators_2022_2025_all_scenarios.xlsx
2024 | 40 | GIR90_ISW_EF_L | 438 | 391 | 0 | 0 | 1 | 0 | 0 | 0 | 0 | 0 | 0 | 40 | 60.6649 | 63.8609 | ≤5% | ≤1 m | pressure_indicators_2022_2025_all_scenarios.xlsx
2024 | 40 | GIR90_ISW_EF_L | 508 | 373 | 0 | 0 | 1 | 0 | 0 | 0 | 0 | 0 | 0 | 40 | 52.7794 | 61.3534 | ≤5% | ≤1 m | pressure_indicators_2022_2025_all_scenarios.xlsx
2024 | 40 | GIR90_ISW_EF_L | 510 | 367 | 0 | 0 | 1 | 0 | 0 | 0 | 0 | 0 | 0 | 40 | 43.9381 | 52.6386 | ≤5% | ≤1 m | pressure_indicators_2022_2025_all_scenarios.xlsx
2024 | 40 | GIR90_ISW_EF_L | 512 | 390 | 0 | 0 | 1 | 0 | 0 | 0 | 0 | 0 | 0 | 40 | 51.5527 | 58.6791 | ≤5% | ≤1 m | pressure_indicators_2022_2025_all_scenarios.xlsx
2024 | 40 | GIR90_ISW_EF_L | 514 | 397 | 0 | 0 | 1 | 0 | 0 | 0 | 0 | 0 | 0 | 40 | 49.4971 | 58.1676 | ≤5% | ≤1 m | pressure_indicators_2022_2025_all_scenarios.xlsx
2024 | 40 | GIR90_ISW_EF_L | 516 | 369 | 0 | 0 | 1 | 0 | 0 | 0 | 0 | 0 | 0 | 40 | 47.9279 | 56.6349 | ≤5% | ≤1 m | pressure_indicators_2022_2025_all_scenarios.xlsx
2024 | 40 | GIR90_ISW_EF_L | 518 | 363 | 0 | 0 | 1 | 0 | 0 | 0 | 0 | 0 | 0 | 40 | 49.9764 | 57.2116 | ≤5% | ≤1 m | pressure_indicators_2022_2025_all_scenarios.xlsx
2024 | 40 | GIR90_ISW_EF_L | 520 | 401 | 0 | 0 | 1 | 0 | 0 | 0 | 0 | 0 | 0 | 40 | 46.728 | 55.5642 | ≤5% | ≤1 m | pressure_indicators_2022_2025_all_scenarios.xlsx
2024 | 40 | GIR90_ISW_EF_L | 522 | 380 | 0 | 0 | 1 | 0 | 0 | 0 | 0 | 0 | 0 | 40 | 45.033 | 52.1892 | ≤5% | ≤1 m | pressure_indicators_2022_2025_all_scenarios.xlsx
2024 | 40 | GIR90_ISW_EF_L | 524 | 377 | 0 | 0 | 1 | 0 | 0 | 0 | 0 | 0 | 0 | 40 | 43.5774 | 50.8882 | ≤5% | ≤1 m | pressure_indicators_2022_2025_all_scenarios.xlsx
2024 | 40 | GIR90_ISW_EF_L | 526 | 394 | 0 | 0 | 1 | 0 | 0 | 0 | 0 | 0 | 0 | 40 | 45.7416 | 53.1203 | ≤5% | ≤1 m | pressure_indicators_2022_2025_all_scenarios.xlsx
2024 | 40 | GIR90_ISW_EF_L | 528 | 374 | 0 | 0 | 1 | 0 | 0 | 0 | 0 | 0 | 0 | 40 | 46.4803 | 55.4009 | ≤5% | ≤1 m | pressure_indicators_2022_2025_all_scenarios.xlsx
2024 | 40 | GIR90_ISW_EF_L | 530 | 408 | 0 | 0 | 1 | 0 | 0 | 0 | 0 | 0 | 0 | 40 | 47.6651 | 56.0901 | ≤5% | ≤1 m | pressure_indicators_2022_2025_all_scenarios.xlsx
2024 | 40 | GIR90_ISW_EF_L | 532 | 378 | 0 | 0 | 1 | 0 | 0 | 0 | 0 | 0 | 0 | 40 | 46.2371 | 54.8019 | ≤5% | ≤1 m | pressure_indicators_2022_2025_all_scenarios.xlsx
2024 | 40 | GIR90_ISW_EF_L | 534 | 407 | 0 | 0 | 1 | 0 | 0 | 0 | 0 | 0 | 0 | 40 | 41.6356 | 48.4959 | ≤5% | ≤1 m | pressure_indicators_2022_2025_all_scenarios.xlsx
2024 | 40 | GIR90_ISW_EF_L | 536 | 383 | 0 | 0 | 1 | 0 | 0 | 0 | 0 | 0 | 0 | 40 | 41.2123 | 49.8701 | ≤5% | ≤1 m | pressure_indicators_2022_2025_all_scenarios.xlsx
2024 | 40 | GIR90_ISW_EF_L | 538 | 379 | 0 | 0 | 1 | 0 | 0 | 0 | 0 | 0 | 0 | 40 | 40.09 | 47.611 | ≤5% | ≤1 m | pressure_indicators_2022_2025_all_scenarios.xlsx
2024 | 40 | GIR90_ISW_EF_L | 540 | 390 | 0 | 0 | 1 | 0 | 0 | 0 | 0 | 0 | 0 | 40 | 42.2747 | 49.5414 | ≤5% | ≤1 m | pressure_indicators_2022_2025_all_scenarios.xlsx
2024 | 40 | GIR90_ISW_EF_L | 542 | 379 | 1 | 0.0026385 | 0.99736 | 9.7343e-06 | 0.0036893 | 0.0036893 | 2.4336e-07 | 9.2232e-05 | 9.2232e-05 | 40 | 39.9963 | 47.5199 | ≤5% | ≤1 m | pressure_indicators_2022_2025_all_scenarios.xlsx
2024 | 40 | GIR90_ISW_EF_L | 544 | 375 | 0 | 0 | 1 | 0 | 0 | 0 | 0 | 0 | 0 | 40 | 49.2784 | 56.7853 | ≤5% | ≤1 m | pressure_indicators_2022_2025_all_scenarios.xlsx
2024 | 40 | GIR90_ISW_EF_L | 546 | 390 | 0 | 0 | 1 | 0 | 0 | 0 | 0 | 0 | 0 | 40 | 50.22 | 57.4825 | ≤5% | ≤1 m | pressure_indicators_2022_2025_all_scenarios.xlsx
2024 | 40 | GIR90_ISW_EF_L | 548 | 393 | 0 | 0 | 1 | 0 | 0 | 0 | 0 | 0 | 0 | 40 | 48.8658 | 57.0246 | ≤5% | ≤1 m | pressure_indicators_2022_2025_all_scenarios.xlsx
2024 | 40 | GIR90_ISW_EF_L | 550 | 380 | 0 | 0 | 1 | 0 | 0 | 0 | 0 | 0 | 0 | 40 | 61.4997 | 69.052 | ≤5% | ≤1 m | pressure_indicators_2022_2025_all_scenarios.xlsx
2024 | 40 | GIR90_ISW_EF_L | 552 | 373 | 0 | 0 | 1 | 0 | 0 | 0 | 0 | 0 | 0 | 40 | 49.6158 | 57.0607 | ≤5% | ≤1 m | pressure_indicators_2022_2025_all_scenarios.xlsx
2024 | 40 | GIR90_ISW_EF_L | 554 | 418 | 0 | 0 | 1 | 0 | 0 | 0 | 0 | 0 | 0 | 40 | 40.5585 | 48.0883 | ≤5% | ≤1 m | pressure_indicators_2022_2025_all_scenarios.xlsx
2024 | 40 | GIR90_ISW_EF_L | 556 | 369 | 4 | 0.01084 | 0.98916 | 0.0092357 | 0.85199 | 1.6916 | 0.00023089 | 0.0213 | 0.033647 | 40 | 38.3084 | 45.5742 | ≤5% | ≤1 m | pressure_indicators_2022_2025_all_scenarios.xlsx
2024 | 40 | GIR90_ISW_EF_L | 558 | 408 | 322 | 0.78922 | 0.21078 | 2.1634 | 2.7412 | 10.8846 | 0.054085 | 0.068531 | 0.11385 | 40 | 29.1154 | 38.0348 | >20% | 1–3 m | pressure_indicators_2022_2025_all_scenarios.xlsx
2024 | 40 | GIR90_ISW_EF_L | 562 | 414 | 0 | 0 | 1 | 0 | 0 | 0 | 0 | 0 | 0 | 40 | 41.4668 | 49.8754 | ≤5% | ≤1 m | pressure_indicators_2022_2025_all_scenarios.xlsx
2024 | 40 | GIR90_ISW_EF_L | 571 | 374 | 0 | 0 | 1 | 0 | 0 | 0 | 0 | 0 | 0 | 40 | 77.3532 | 79.0164 | ≤5% | ≤1 m | pressure_indicators_2022_2025_all_scenarios.xlsx
2024 | 40 | GIR90_ISW_EF_L | 580 | 405 | 0 | 0 | 1 | 0 | 0 | 0 | 0 | 0 | 0 | 40 | 63.6297 | 66.5861 | ≤5% | ≤1 m | pressure_indicators_2022_2025_all_scenarios.xlsx
2024 | 40 | GIR90_ISW_EF_L | 593 | 387 | 0 | 0 | 1 | 0 | 0 | 0 | 0 | 0 | 0 | 40 | 43.1733 | 45.4997 | ≤5% | ≤1 m | pressure_indicators_2022_2025_all_scenarios.xlsx
2024 | 40 | GIR90_ISW_EF_L | 595 | 399 | 0 | 0 | 1 | 0 | 0 | 0 | 0 | 0 | 0 | 40 | 43.9092 | 45.6099 | ≤5% | ≤1 m | pressure_indicators_2022_2025_all_scenarios.xlsx
2024 | 40 | GIR90_ISW_EF_L | 597 | 390 | 0 | 0 | 1 | 0 | 0 | 0 | 0 | 0 | 0 | 40 | 72.7121 | 74.6314 | ≤5% | ≤1 m | pressure_indicators_2022_2025_all_scenarios.xlsx
2024 | 40 | GIR90_ISW_EF_L | 599 | 375 | 0 | 0 | 1 | 0 | 0 | 0 | 0 | 0 | 0 | 40 | 73.1026 | 74.9588 | ≤5% | ≤1 m | pressure_indicators_2022_2025_all_scenarios.xlsx
2025 | 10 | GIR50_ISW_EF_H | 135 | 395 | 0 | 0 | 1 | 0 | 0 | 0 | 0 | 0 | 0 | 40 | 73.5304 | 73.726 | ≤5% | ≤1 m | pressure_indicators_2022_2025_all_scenarios.xlsx
2025 | 10 | GIR50_ISW_EF_H | 139 | 396 | 0 | 0 | 1 | 0 | 0 | 0 | 0 | 0 | 0 | 40 | 68.6902 | 68.9649 | ≤5% | ≤1 m | pressure_indicators_2022_2025_all_scenarios.xlsx
2025 | 10 | GIR50_ISW_EF_H | 145 | 378 | 0 | 0 | 1 | 0 | 0 | 0 | 0 | 0 | 0 | 40 | 63.2975 | 72.6359 | ≤5% | ≤1 m | pressure_indicators_2022_2025_all_scenarios.xlsx
2025 | 10 | GIR50_ISW_EF_H | 149 | 371 | 0 | 0 | 1 | 0 | 0 | 0 | 0 | 0 | 0 | 40 | 48.3974 | 57.524 | ≤5% | ≤1 m | pressure_indicators_2022_2025_all_scenarios.xlsx
2025 | 10 | GIR50_ISW_EF_H | 153 | 343 | 0 | 0 | 1 | 0 | 0 | 0 | 0 | 0 | 0 | 40 | 53.5916 | 62.794 | ≤5% | ≤1 m | pressure_indicators_2022_2025_all_scenarios.xlsx
2025 | 10 | GIR50_ISW_EF_H | 161 | 384 | 0 | 0 | 1 | 0 | 0 | 0 | 0 | 0 | 0 | 40 | 70.4472 | 77.7457 | ≤5% | ≤1 m | pressure_indicators_2022_2025_all_scenarios.xlsx
2025 | 10 | GIR50_ISW_EF_H | 165 | 374 | 0 | 0 | 1 | 0 | 0 | 0 | 0 | 0 | 0 | 40 | 78.1997 | 84.0471 | ≤5% | ≤1 m | pressure_indicators_2022_2025_all_scenarios.xlsx
2025 | 10 | GIR50_ISW_EF_H | 169 | 384 | 0 | 0 | 1 | 0 | 0 | 0 | 0 | 0 | 0 | 40 | 79.1357 | 84.9059 | ≤5% | ≤1 m | pressure_indicators_2022_2025_all_scenarios.xlsx
2025 | 10 | GIR50_ISW_EF_H | 173 | 379 | 0 | 0 | 1 | 0 | 0 | 0 | 0 | 0 | 0 | 40 | 76.2754 | 82.1746 | ≤5% | ≤1 m | pressure_indicators_2022_2025_all_scenarios.xlsx
2025 | 10 | GIR50_ISW_EF_H | 177 | 348 | 0 | 0 | 1 | 0 | 0 | 0 | 0 | 0 | 0 | 40 | 47.2063 | 57.9487 | ≤5% | ≤1 m | pressure_indicators_2022_2025_all_scenarios.xlsx
2025 | 10 | GIR50_ISW_EF_H | 181 | 416 | 0 | 0 | 1 | 0 | 0 | 0 | 0 | 0 | 0 | 40 | 75.4567 | 80.1805 | ≤5% | ≤1 m | pressure_indicators_2022_2025_all_scenarios.xlsx
2025 | 10 | GIR50_ISW_EF_H | 189 | 385 | 0 | 0 | 1 | 0 | 0 | 0 | 0 | 0 | 0 | 40 | 68.5851 | 73.5716 | ≤5% | ≤1 m | pressure_indicators_2022_2025_all_scenarios.xlsx
2025 | 10 | GIR50_ISW_EF_H | 193 | 396 | 0 | 0 | 1 | 0 | 0 | 0 | 0 | 0 | 0 | 40 | 57.7663 | 68.1103 | ≤5% | ≤1 m | pressure_indicators_2022_2025_all_scenarios.xlsx
2025 | 10 | GIR50_ISW_EF_H | 207 | 369 | 0 | 0 | 1 | 0 | 0 | 0 | 0 | 0 | 0 | 40 | 62.5763 | 63.9895 | ≤5% | ≤1 m | pressure_indicators_2022_2025_all_scenarios.xlsx
2025 | 10 | GIR50_ISW_EF_H | 211 | 385 | 0 | 0 | 1 | 0 | 0 | 0 | 0 | 0 | 0 | 40 | 52.3952 | 57.6994 | ≤5% | ≤1 m | pressure_indicators_2022_2025_all_scenarios.xlsx
2025 | 10 | GIR50_ISW_EF_H | 216 | 397 | 0 | 0 | 1 | 0 | 0 | 0 | 0 | 0 | 0 | 40 | 63.2331 | 64.6857 | ≤5% | ≤1 m | pressure_indicators_2022_2025_all_scenarios.xlsx
2025 | 10 | GIR50_ISW_EF_H | 220 | 420 | 0 | 0 | 1 | 0 | 0 | 0 | 0 | 0 | 0 | 40 | 60.0406 | 65.7716 | ≤5% | ≤1 m | pressure_indicators_2022_2025_all_scenarios.xlsx
2025 | 10 | GIR50_ISW_EF_H | 224 | 403 | 0 | 0 | 1 | 0 | 0 | 0 | 0 | 0 | 0 | 40 | 63.5795 | 67.327 | ≤5% | ≤1 m | pressure_indicators_2022_2025_all_scenarios.xlsx
2025 | 10 | GIR50_ISW_EF_H | 228 | 386 | 0 | 0 | 1 | 0 | 0 | 0 | 0 | 0 | 0 | 40 | 68.0634 | 71.573 | ≤5% | ≤1 m | pressure_indicators_2022_2025_all_scenarios.xlsx
2025 | 10 | GIR50_ISW_EF_H | 232 | 400 | 0 | 0 | 1 | 0 | 0 | 0 | 0 | 0 | 0 | 40 | 82.4197 | 83.2966 | ≤5% | ≤1 m | pressure_indicators_2022_2025_all_scenarios.xlsx
2025 | 10 | GIR50_ISW_EF_H | 234 | 388 | 0 | 0 | 1 | 0 | 0 | 0 | 0 | 0 | 0 | 40 | 45.0371 | 46.4012 | ≤5% | ≤1 m | pressure_indicators_2022_2025_all_scenarios.xlsx
2025 | 10 | GIR50_ISW_EF_H | 238 | 385 | 0 | 0 | 1 | 0 | 0 | 0 | 0 | 0 | 0 | 40 | 65.4679 | 67.7292 | ≤5% | ≤1 m | pressure_indicators_2022_2025_all_scenarios.xlsx
2025 | 10 | GIR50_ISW_EF_H | 243 | 385 | 0 | 0 | 1 | 0 | 0 | 0 | 0 | 0 | 0 | 40 | 61.464 | 62.6138 | ≤5% | ≤1 m | pressure_indicators_2022_2025_all_scenarios.xlsx
2025 | 10 | GIR50_ISW_EF_H | 248 | 368 | 0 | 0 | 1 | 0 | 0 | 0 | 0 | 0 | 0 | 40 | 68.3532 | 68.8879 | ≤5% | ≤1 m | pressure_indicators_2022_2025_all_scenarios.xlsx
2025 | 10 | GIR50_ISW_EF_H | 253 | 394 | 0 | 0 | 1 | 0 | 0 | 0 | 0 | 0 | 0 | 40 | 75.8244 | 76.4414 | ≤5% | ≤1 m | pressure_indicators_2022_2025_all_scenarios.xlsx
2025 | 10 | GIR50_ISW_EF_H | 266 | 380 | 0 | 0 | 1 | 0 | 0 | 0 | 0 | 0 | 0 | 40 | 78.5357 | 80.2334 | ≤5% | ≤1 m | pressure_indicators_2022_2025_all_scenarios.xlsx
2025 | 10 | GIR50_ISW_EF_H | 270 | 388 | 0 | 0 | 1 | 0 | 0 | 0 | 0 | 0 | 0 | 40 | 58.2683 | 60.4239 | ≤5% | ≤1 m | pressure_indicators_2022_2025_all_scenarios.xlsx
2025 | 10 | GIR50_ISW_EF_H | 274 | 399 | 0 | 0 | 1 | 0 | 0 | 0 | 0 | 0 | 0 | 40 | 72.2445 | 74.3608 | ≤5% | ≤1 m | pressure_indicators_2022_2025_all_scenarios.xlsx
2025 | 10 | GIR50_ISW_EF_H | 278 | 369 | 0 | 0 | 1 | 0 | 0 | 0 | 0 | 0 | 0 | 40 | 51.9507 | 53.9698 | ≤5% | ≤1 m | pressure_indicators_2022_2025_all_scenarios.xlsx
2025 | 10 | GIR50_ISW_EF_H | 282 | 392 | 0 | 0 | 1 | 0 | 0 | 0 | 0 | 0 | 0 | 40 | 79.9625 | 84.1987 | ≤5% | ≤1 m | pressure_indicators_2022_2025_all_scenarios.xlsx
2025 | 10 | GIR50_ISW_EF_H | 286 | 380 | 0 | 0 | 1 | 0 | 0 | 0 | 0 | 0 | 0 | 40 | 79.4339 | 82.421 | ≤5% | ≤1 m | pressure_indicators_2022_2025_all_scenarios.xlsx
2025 | 10 | GIR50_ISW_EF_H | 290 | 386 | 0 | 0 | 1 | 0 | 0 | 0 | 0 | 0 | 0 | 40 | 84.2727 | 86.828 | ≤5% | ≤1 m | pressure_indicators_2022_2025_all_scenarios.xlsx
2025 | 10 | GIR50_ISW_EF_H | 294 | 398 | 0 | 0 | 1 | 0 | 0 | 0 | 0 | 0 | 0 | 40 | 82.0733 | 84.3742 | ≤5% | ≤1 m | pressure_indicators_2022_2025_all_scenarios.xlsx
2025 | 10 | GIR50_ISW_EF_H | 302 | 397 | 0 | 0 | 1 | 0 | 0 | 0 | 0 | 0 | 0 | 40 | 82.6234 | 84.8372 | ≤5% | ≤1 m | pressure_indicators_2022_2025_all_scenarios.xlsx
2025 | 10 | GIR50_ISW_EF_H | 306 | 412 | 0 | 0 | 1 | 0 | 0 | 0 | 0 | 0 | 0 | 40 | 66.8041 | 69.1022 | ≤5% | ≤1 m | pressure_indicators_2022_2025_all_scenarios.xlsx
2025 | 10 | GIR50_ISW_EF_H | 310 | 389 | 0 | 0 | 1 | 0 | 0 | 0 | 0 | 0 | 0 | 40 | 40.7583 | 45.8881 | ≤5% | ≤1 m | pressure_indicators_2022_2025_all_scenarios.xlsx
2025 | 10 | GIR50_ISW_EF_H | 314 | 369 | 0 | 0 | 1 | 0 | 0 | 0 | 0 | 0 | 0 | 40 | 54.591 | 60.3586 | ≤5% | ≤1 m | pressure_indicators_2022_2025_all_scenarios.xlsx
2025 | 10 | GIR50_ISW_EF_H | 318 | 358 | 0 | 0 | 1 | 0 | 0 | 0 | 0 | 0 | 0 | 40 | 59.2808 | 63.2193 | ≤5% | ≤1 m | pressure_indicators_2022_2025_all_scenarios.xlsx
2025 | 10 | GIR50_ISW_EF_H | 323 | 400 | 0 | 0 | 1 | 0 | 0 | 0 | 0 | 0 | 0 | 40 | 59.0532 | 63.4019 | ≤5% | ≤1 m | pressure_indicators_2022_2025_all_scenarios.xlsx
2025 | 10 | GIR50_ISW_EF_H | 327 | 377 | 0 | 0 | 1 | 0 | 0 | 0 | 0 | 0 | 0 | 40 | 58.4838 | 62.3657 | ≤5% | ≤1 m | pressure_indicators_2022_2025_all_scenarios.xlsx
2025 | 10 | GIR50_ISW_EF_H | 331 | 375 | 0 | 0 | 1 | 0 | 0 | 0 | 0 | 0 | 0 | 40 | 53.7019 | 63.2931 | ≤5% | ≤1 m | pressure_indicators_2022_2025_all_scenarios.xlsx
2025 | 10 | GIR50_ISW_EF_H | 333 | 402 | 0 | 0 | 1 | 0 | 0 | 0 | 0 | 0 | 0 | 40 | 56.8099 | 67.1519 | ≤5% | ≤1 m | pressure_indicators_2022_2025_all_scenarios.xlsx
2025 | 10 | GIR50_ISW_EF_H | 338 | 395 | 0 | 0 | 1 | 0 | 0 | 0 | 0 | 0 | 0 | 40 | 59.1129 | 68.8441 | ≤5% | ≤1 m | pressure_indicators_2022_2025_all_scenarios.xlsx
2025 | 10 | GIR50_ISW_EF_H | 342 | 385 | 0 | 0 | 1 | 0 | 0 | 0 | 0 | 0 | 0 | 40 | 62.0663 | 69.3503 | ≤5% | ≤1 m | pressure_indicators_2022_2025_all_scenarios.xlsx
2025 | 10 | GIR50_ISW_EF_H | 346 | 398 | 0 | 0 | 1 | 0 | 0 | 0 | 0 | 0 | 0 | 40 | 55.6111 | 58.9217 | ≤5% | ≤1 m | pressure_indicators_2022_2025_all_scenarios.xlsx
2025 | 10 | GIR50_ISW_EF_H | 350 | 390 | 0 | 0 | 1 | 0 | 0 | 0 | 0 | 0 | 0 | 40 | 57.65 | 63.5537 | ≤5% | ≤1 m | pressure_indicators_2022_2025_all_scenarios.xlsx
2025 | 10 | GIR50_ISW_EF_H | 360 | 361 | 0 | 0 | 1 | 0 | 0 | 0 | 0 | 0 | 0 | 40 | 60.5241 | 66.1771 | ≤5% | ≤1 m | pressure_indicators_2022_2025_all_scenarios.xlsx
2025 | 10 | GIR50_ISW_EF_H | 364 | 382 | 0 | 0 | 1 | 0 | 0 | 0 | 0 | 0 | 0 | 40 | 68.4331 | 72.3172 | ≤5% | ≤1 m | pressure_indicators_2022_2025_all_scenarios.xlsx
2025 | 10 | GIR50_ISW_EF_H | 372 | 385 | 0 | 0 | 1 | 0 | 0 | 0 | 0 | 0 | 0 | 40 | 70.1829 | 71.8278 | ≤5% | ≤1 m | pressure_indicators_2022_2025_all_scenarios.xlsx
2025 | 10 | GIR50_ISW_EF_H | 381 | 375 | 0 | 0 | 1 | 0 | 0 | 0 | 0 | 0 | 0 | 40 | 62.227 | 63.55 | ≤5% | ≤1 m | pressure_indicators_2022_2025_all_scenarios.xlsx
2025 | 10 | GIR50_ISW_EF_H | 385 | 420 | 0 | 0 | 1 | 0 | 0 | 0 | 0 | 0 | 0 | 40 | 49.6591 | 52.6375 | ≤5% | ≤1 m | pressure_indicators_2022_2025_all_scenarios.xlsx
2025 | 10 | GIR50_ISW_EF_H | 389 | 405 | 0 | 0 | 1 | 0 | 0 | 0 | 0 | 0 | 0 | 40 | 51.0382 | 52.6268 | ≤5% | ≤1 m | pressure_indicators_2022_2025_all_scenarios.xlsx
2025 | 10 | GIR50_ISW_EF_H | 393 | 379 | 0 | 0 | 1 | 0 | 0 | 0 | 0 | 0 | 0 | 40 | 50.8827 | 53.1827 | ≤5% | ≤1 m | pressure_indicators_2022_2025_all_scenarios.xlsx
2025 | 10 | GIR50_ISW_EF_H | 397 | 398 | 0 | 0 | 1 | 0 | 0 | 0 | 0 | 0 | 0 | 40 | 64.8286 | 66.4918 | ≤5% | ≤1 m | pressure_indicators_2022_2025_all_scenarios.xlsx
2025 | 10 | GIR50_ISW_EF_H | 401 | 384 | 0 | 0 | 1 | 0 | 0 | 0 | 0 | 0 | 0 | 40 | 72.3966 | 74.1113 | ≤5% | ≤1 m | pressure_indicators_2022_2025_all_scenarios.xlsx
2025 | 10 | GIR50_ISW_EF_H | 405 | 404 | 0 | 0 | 1 | 0 | 0 | 0 | 0 | 0 | 0 | 40 | 62.8352 | 64.9738 | ≤5% | ≤1 m | pressure_indicators_2022_2025_all_scenarios.xlsx
2025 | 10 | GIR50_ISW_EF_H | 409 | 384 | 0 | 0 | 1 | 0 | 0 | 0 | 0 | 0 | 0 | 40 | 63.773 | 65.973 | ≤5% | ≤1 m | pressure_indicators_2022_2025_all_scenarios.xlsx
2025 | 10 | GIR50_ISW_EF_H | 414 | 393 | 0 | 0 | 1 | 0 | 0 | 0 | 0 | 0 | 0 | 40 | 49.6312 | 52.1241 | ≤5% | ≤1 m | pressure_indicators_2022_2025_all_scenarios.xlsx
2025 | 10 | GIR50_ISW_EF_H | 419 | 368 | 0 | 0 | 1 | 0 | 0 | 0 | 0 | 0 | 0 | 40 | 58.2685 | 60.7029 | ≤5% | ≤1 m | pressure_indicators_2022_2025_all_scenarios.xlsx
2025 | 10 | GIR50_ISW_EF_H | 423 | 376 | 0 | 0 | 1 | 0 | 0 | 0 | 0 | 0 | 0 | 40 | 59.8386 | 62.6264 | ≤5% | ≤1 m | pressure_indicators_2022_2025_all_scenarios.xlsx
2025 | 10 | GIR50_ISW_EF_H | 428 | 414 | 0 | 0 | 1 | 0 | 0 | 0 | 0 | 0 | 0 | 40 | 61.0844 | 64.1442 | ≤5% | ≤1 m | pressure_indicators_2022_2025_all_scenarios.xlsx
2025 | 10 | GIR50_ISW_EF_H | 434 | 351 | 0 | 0 | 1 | 0 | 0 | 0 | 0 | 0 | 0 | 40 | 60.9961 | 64.221 | ≤5% | ≤1 m | pressure_indicators_2022_2025_all_scenarios.xlsx
2025 | 10 | GIR50_ISW_EF_H | 438 | 373 | 0 | 0 | 1 | 0 | 0 | 0 | 0 | 0 | 0 | 40 | 60.1858 | 63.8423 | ≤5% | ≤1 m | pressure_indicators_2022_2025_all_scenarios.xlsx
2025 | 10 | GIR50_ISW_EF_H | 508 | 400 | 0 | 0 | 1 | 0 | 0 | 0 | 0 | 0 | 0 | 40 | 54.3265 | 61.7649 | ≤5% | ≤1 m | pressure_indicators_2022_2025_all_scenarios.xlsx
2025 | 10 | GIR50_ISW_EF_H | 510 | 409 | 0 | 0 | 1 | 0 | 0 | 0 | 0 | 0 | 0 | 40 | 45.428 | 52.8081 | ≤5% | ≤1 m | pressure_indicators_2022_2025_all_scenarios.xlsx
2025 | 10 | GIR50_ISW_EF_H | 512 | 381 | 0 | 0 | 1 | 0 | 0 | 0 | 0 | 0 | 0 | 40 | 51.5995 | 58.8182 | ≤5% | ≤1 m | pressure_indicators_2022_2025_all_scenarios.xlsx
2025 | 10 | GIR50_ISW_EF_H | 514 | 374 | 0 | 0 | 1 | 0 | 0 | 0 | 0 | 0 | 0 | 40 | 50.8714 | 58.3869 | ≤5% | ≤1 m | pressure_indicators_2022_2025_all_scenarios.xlsx
2025 | 10 | GIR50_ISW_EF_H | 516 | 373 | 0 | 0 | 1 | 0 | 0 | 0 | 0 | 0 | 0 | 40 | 49.2348 | 57.0522 | ≤5% | ≤1 m | pressure_indicators_2022_2025_all_scenarios.xlsx
2025 | 10 | GIR50_ISW_EF_H | 518 | 378 | 0 | 0 | 1 | 0 | 0 | 0 | 0 | 0 | 0 | 40 | 49.6262 | 57.5797 | ≤5% | ≤1 m | pressure_indicators_2022_2025_all_scenarios.xlsx
2025 | 10 | GIR50_ISW_EF_H | 520 | 363 | 0 | 0 | 1 | 0 | 0 | 0 | 0 | 0 | 0 | 40 | 48.1173 | 55.6871 | ≤5% | ≤1 m | pressure_indicators_2022_2025_all_scenarios.xlsx
2025 | 10 | GIR50_ISW_EF_H | 522 | 393 | 0 | 0 | 1 | 0 | 0 | 0 | 0 | 0 | 0 | 40 | 44.4502 | 52.5377 | ≤5% | ≤1 m | pressure_indicators_2022_2025_all_scenarios.xlsx
2025 | 10 | GIR50_ISW_EF_H | 524 | 399 | 0 | 0 | 1 | 0 | 0 | 0 | 0 | 0 | 0 | 40 | 42.8615 | 51.0553 | ≤5% | ≤1 m | pressure_indicators_2022_2025_all_scenarios.xlsx
2025 | 10 | GIR50_ISW_EF_H | 526 | 363 | 0 | 0 | 1 | 0 | 0 | 0 | 0 | 0 | 0 | 40 | 45.0928 | 53.4429 | ≤5% | ≤1 m | pressure_indicators_2022_2025_all_scenarios.xlsx
2025 | 10 | GIR50_ISW_EF_H | 528 | 353 | 0 | 0 | 1 | 0 | 0 | 0 | 0 | 0 | 0 | 40 | 47.3217 | 55.7126 | ≤5% | ≤1 m | pressure_indicators_2022_2025_all_scenarios.xlsx
2025 | 10 | GIR50_ISW_EF_H | 530 | 389 | 0 | 0 | 1 | 0 | 0 | 0 | 0 | 0 | 0 | 40 | 48.5064 | 56.4861 | ≤5% | ≤1 m | pressure_indicators_2022_2025_all_scenarios.xlsx
2025 | 10 | GIR50_ISW_EF_H | 532 | 397 | 0 | 0 | 1 | 0 | 0 | 0 | 0 | 0 | 0 | 40 | 47.5798 | 55.1083 | ≤5% | ≤1 m | pressure_indicators_2022_2025_all_scenarios.xlsx
2025 | 10 | GIR50_ISW_EF_H | 534 | 357 | 0 | 0 | 1 | 0 | 0 | 0 | 0 | 0 | 0 | 40 | 41.2794 | 48.6863 | ≤5% | ≤1 m | pressure_indicators_2022_2025_all_scenarios.xlsx
2025 | 10 | GIR50_ISW_EF_H | 536 | 389 | 0 | 0 | 1 | 0 | 0 | 0 | 0 | 0 | 0 | 40 | 42.0617 | 50.2259 | ≤5% | ≤1 m | pressure_indicators_2022_2025_all_scenarios.xlsx
2025 | 10 | GIR50_ISW_EF_H | 538 | 396 | 0 | 0 | 1 | 0 | 0 | 0 | 0 | 0 | 0 | 40 | 40.8128 | 48.0161 | ≤5% | ≤1 m | pressure_indicators_2022_2025_all_scenarios.xlsx
2025 | 10 | GIR50_ISW_EF_H | 540 | 377 | 0 | 0 | 1 | 0 | 0 | 0 | 0 | 0 | 0 | 40 | 42.6859 | 49.9341 | ≤5% | ≤1 m | pressure_indicators_2022_2025_all_scenarios.xlsx
2025 | 10 | GIR50_ISW_EF_H | 542 | 396 | 1 | 0.0025253 | 0.99747 | 0.0009814 | 0.38864 | 0.38864 | 2.4535e-05 | 0.0097159 | 0.0097159 | 40 | 39.6114 | 47.7803 | ≤5% | ≤1 m | pressure_indicators_2022_2025_all_scenarios.xlsx
2025 | 10 | GIR50_ISW_EF_H | 544 | 409 | 0 | 0 | 1 | 0 | 0 | 0 | 0 | 0 | 0 | 40 | 48.4383 | 56.9687 | ≤5% | ≤1 m | pressure_indicators_2022_2025_all_scenarios.xlsx
2025 | 10 | GIR50_ISW_EF_H | 546 | 386 | 0 | 0 | 1 | 0 | 0 | 0 | 0 | 0 | 0 | 40 | 49.5027 | 57.7072 | ≤5% | ≤1 m | pressure_indicators_2022_2025_all_scenarios.xlsx
2025 | 10 | GIR50_ISW_EF_H | 548 | 413 | 0 | 0 | 1 | 0 | 0 | 0 | 0 | 0 | 0 | 40 | 49.663 | 57.435 | ≤5% | ≤1 m | pressure_indicators_2022_2025_all_scenarios.xlsx
2025 | 10 | GIR50_ISW_EF_H | 550 | 374 | 0 | 0 | 1 | 0 | 0 | 0 | 0 | 0 | 0 | 40 | 61.6054 | 69.2717 | ≤5% | ≤1 m | pressure_indicators_2022_2025_all_scenarios.xlsx
2025 | 10 | GIR50_ISW_EF_H | 552 | 388 | 0 | 0 | 1 | 0 | 0 | 0 | 0 | 0 | 0 | 40 | 50.4456 | 57.1584 | ≤5% | ≤1 m | pressure_indicators_2022_2025_all_scenarios.xlsx
2025 | 10 | GIR50_ISW_EF_H | 554 | 365 | 0 | 0 | 1 | 0 | 0 | 0 | 0 | 0 | 0 | 40 | 40.5363 | 48.3272 | ≤5% | ≤1 m | pressure_indicators_2022_2025_all_scenarios.xlsx
2025 | 10 | GIR50_ISW_EF_H | 556 | 410 | 6 | 0.014634 | 0.98537 | 0.014666 | 1.0022 | 2.0523 | 0.00036665 | 0.025054 | 0.041917 | 40 | 37.9477 | 46.0577 | ≤5% | 1–3 m | pressure_indicators_2022_2025_all_scenarios.xlsx
2025 | 10 | GIR50_ISW_EF_H | 558 | 372 | 285 | 0.76613 | 0.23387 | 2.0146 | 2.6295 | 7.9989 | 0.050364 | 0.065738 | 0.10062 | 40 | 32.0011 | 38.1871 | >20% | 1–3 m | pressure_indicators_2022_2025_all_scenarios.xlsx
2025 | 10 | GIR50_ISW_EF_H | 562 | 363 | 0 | 0 | 1 | 0 | 0 | 0 | 0 | 0 | 0 | 40 | 42.2638 | 50.0992 | ≤5% | ≤1 m | pressure_indicators_2022_2025_all_scenarios.xlsx
2025 | 10 | GIR50_ISW_EF_H | 571 | 399 | 0 | 0 | 1 | 0 | 0 | 0 | 0 | 0 | 0 | 40 | 77.5335 | 79.1039 | ≤5% | ≤1 m | pressure_indicators_2022_2025_all_scenarios.xlsx
2025 | 10 | GIR50_ISW_EF_H | 580 | 390 | 0 | 0 | 1 | 0 | 0 | 0 | 0 | 0 | 0 | 40 | 63.5476 | 66.5011 | ≤5% | ≤1 m | pressure_indicators_2022_2025_all_scenarios.xlsx
2025 | 10 | GIR50_ISW_EF_H | 593 | 382 | 0 | 0 | 1 | 0 | 0 | 0 | 0 | 0 | 0 | 40 | 43.1954 | 45.5531 | ≤5% | ≤1 m | pressure_indicators_2022_2025_all_scenarios.xlsx
2025 | 10 | GIR50_ISW_EF_H | 595 | 357 | 0 | 0 | 1 | 0 | 0 | 0 | 0 | 0 | 0 | 40 | 43.9313 | 45.5709 | ≤5% | ≤1 m | pressure_indicators_2022_2025_all_scenarios.xlsx
2025 | 10 | GIR50_ISW_EF_H | 597 | 377 | 0 | 0 | 1 | 0 | 0 | 0 | 0 | 0 | 0 | 40 | 72.5537 | 74.4845 | ≤5% | ≤1 m | pressure_indicators_2022_2025_all_scenarios.xlsx
2025 | 10 | GIR50_ISW_EF_H | 599 | 408 | 0 | 0 | 1 | 0 | 0 | 0 | 0 | 0 | 0 | 40 | 72.9442 | 74.8914 | ≤5% | ≤1 m | pressure_indicators_2022_2025_all_scenarios.xlsx
2025 | 20 | GIR50_ISW_EF_L | 135 | 363 | 0 | 0 | 1 | 0 | 0 | 0 | 0 | 0 | 0 | 40 | 73.5763 | 73.7244 | ≤5% | ≤1 m | pressure_indicators_2022_2025_all_scenarios.xlsx
2025 | 20 | GIR50_ISW_EF_L | 139 | 416 | 0 | 0 | 1 | 0 | 0 | 0 | 0 | 0 | 0 | 40 | 68.6483 | 68.969 | ≤5% | ≤1 m | pressure_indicators_2022_2025_all_scenarios.xlsx
2025 | 20 | GIR50_ISW_EF_L | 145 | 423 | 0 | 0 | 1 | 0 | 0 | 0 | 0 | 0 | 0 | 40 | 62.348 | 72.5098 | ≤5% | ≤1 m | pressure_indicators_2022_2025_all_scenarios.xlsx
2025 | 20 | GIR50_ISW_EF_L | 149 | 386 | 0 | 0 | 1 | 0 | 0 | 0 | 0 | 0 | 0 | 40 | 47.4479 | 56.9947 | ≤5% | ≤1 m | pressure_indicators_2022_2025_all_scenarios.xlsx
2025 | 20 | GIR50_ISW_EF_L | 153 | 380 | 0 | 0 | 1 | 0 | 0 | 0 | 0 | 0 | 0 | 40 | 52.6421 | 62.2241 | ≤5% | ≤1 m | pressure_indicators_2022_2025_all_scenarios.xlsx
2025 | 20 | GIR50_ISW_EF_L | 161 | 402 | 0 | 0 | 1 | 0 | 0 | 0 | 0 | 0 | 0 | 40 | 69.4978 | 77.5162 | ≤5% | ≤1 m | pressure_indicators_2022_2025_all_scenarios.xlsx
2025 | 20 | GIR50_ISW_EF_L | 165 | 377 | 0 | 0 | 1 | 0 | 0 | 0 | 0 | 0 | 0 | 40 | 77.2581 | 83.7792 | ≤5% | ≤1 m | pressure_indicators_2022_2025_all_scenarios.xlsx
2025 | 20 | GIR50_ISW_EF_L | 169 | 384 | 0 | 0 | 1 | 0 | 0 | 0 | 0 | 0 | 0 | 40 | 78.9564 | 84.7972 | ≤5% | ≤1 m | pressure_indicators_2022_2025_all_scenarios.xlsx
2025 | 20 | GIR50_ISW_EF_L | 173 | 394 | 0 | 0 | 1 | 0 | 0 | 0 | 0 | 0 | 0 | 40 | 76.1981 | 82.0887 | ≤5% | ≤1 m | pressure_indicators_2022_2025_all_scenarios.xlsx
2025 | 20 | GIR50_ISW_EF_L | 177 | 386 | 0 | 0 | 1 | 0 | 0 | 0 | 0 | 0 | 0 | 40 | 47.3847 | 58.6161 | ≤5% | ≤1 m | pressure_indicators_2022_2025_all_scenarios.xlsx
2025 | 20 | GIR50_ISW_EF_L | 181 | 386 | 0 | 0 | 1 | 0 | 0 | 0 | 0 | 0 | 0 | 40 | 74.9997 | 79.9409 | ≤5% | ≤1 m | pressure_indicators_2022_2025_all_scenarios.xlsx
2025 | 20 | GIR50_ISW_EF_L | 189 | 386 | 0 | 0 | 1 | 0 | 0 | 0 | 0 | 0 | 0 | 40 | 69.1376 | 73.5279 | ≤5% | ≤1 m | pressure_indicators_2022_2025_all_scenarios.xlsx
2025 | 20 | GIR50_ISW_EF_L | 193 | 373 | 0 | 0 | 1 | 0 | 0 | 0 | 0 | 0 | 0 | 40 | 57.9447 | 68.12 | ≤5% | ≤1 m | pressure_indicators_2022_2025_all_scenarios.xlsx
2025 | 20 | GIR50_ISW_EF_L | 207 | 367 | 0 | 0 | 1 | 0 | 0 | 0 | 0 | 0 | 0 | 40 | 62.563 | 64.0502 | ≤5% | ≤1 m | pressure_indicators_2022_2025_all_scenarios.xlsx
2025 | 20 | GIR50_ISW_EF_L | 211 | 385 | 0 | 0 | 1 | 0 | 0 | 0 | 0 | 0 | 0 | 40 | 52.283 | 57.8182 | ≤5% | ≤1 m | pressure_indicators_2022_2025_all_scenarios.xlsx
2025 | 20 | GIR50_ISW_EF_L | 216 | 387 | 0 | 0 | 1 | 0 | 0 | 0 | 0 | 0 | 0 | 40 | 63.2197 | 64.6965 | ≤5% | ≤1 m | pressure_indicators_2022_2025_all_scenarios.xlsx
2025 | 20 | GIR50_ISW_EF_L | 220 | 371 | 0 | 0 | 1 | 0 | 0 | 0 | 0 | 0 | 0 | 40 | 59.9283 | 65.6496 | ≤5% | ≤1 m | pressure_indicators_2022_2025_all_scenarios.xlsx
2025 | 20 | GIR50_ISW_EF_L | 224 | 399 | 0 | 0 | 1 | 0 | 0 | 0 | 0 | 0 | 0 | 40 | 63.4673 | 67.3956 | ≤5% | ≤1 m | pressure_indicators_2022_2025_all_scenarios.xlsx
2025 | 20 | GIR50_ISW_EF_L | 228 | 386 | 0 | 0 | 1 | 0 | 0 | 0 | 0 | 0 | 0 | 40 | 67.9511 | 71.6422 | ≤5% | ≤1 m | pressure_indicators_2022_2025_all_scenarios.xlsx
2025 | 20 | GIR50_ISW_EF_L | 232 | 383 | 0 | 0 | 1 | 0 | 0 | 0 | 0 | 0 | 0 | 40 | 82.3074 | 83.3229 | ≤5% | ≤1 m | pressure_indicators_2022_2025_all_scenarios.xlsx
2025 | 20 | GIR50_ISW_EF_L | 234 | 376 | 0 | 0 | 1 | 0 | 0 | 0 | 0 | 0 | 0 | 40 | 44.9248 | 46.3763 | ≤5% | ≤1 m | pressure_indicators_2022_2025_all_scenarios.xlsx
2025 | 20 | GIR50_ISW_EF_L | 238 | 381 | 0 | 0 | 1 | 0 | 0 | 0 | 0 | 0 | 0 | 40 | 65.3557 | 67.6898 | ≤5% | ≤1 m | pressure_indicators_2022_2025_all_scenarios.xlsx
2025 | 20 | GIR50_ISW_EF_L | 243 | 372 | 0 | 0 | 1 | 0 | 0 | 0 | 0 | 0 | 0 | 40 | 61.6218 | 62.6635 | ≤5% | ≤1 m | pressure_indicators_2022_2025_all_scenarios.xlsx
2025 | 20 | GIR50_ISW_EF_L | 248 | 394 | 0 | 0 | 1 | 0 | 0 | 0 | 0 | 0 | 0 | 40 | 68.4714 | 68.8687 | ≤5% | ≤1 m | pressure_indicators_2022_2025_all_scenarios.xlsx
2025 | 20 | GIR50_ISW_EF_L | 253 | 365 | 0 | 0 | 1 | 0 | 0 | 0 | 0 | 0 | 0 | 40 | 75.7619 | 76.4443 | ≤5% | ≤1 m | pressure_indicators_2022_2025_all_scenarios.xlsx
2025 | 20 | GIR50_ISW_EF_L | 266 | 385 | 0 | 0 | 1 | 0 | 0 | 0 | 0 | 0 | 0 | 40 | 78.4968 | 80.2572 | ≤5% | ≤1 m | pressure_indicators_2022_2025_all_scenarios.xlsx
2025 | 20 | GIR50_ISW_EF_L | 270 | 373 | 0 | 0 | 1 | 0 | 0 | 0 | 0 | 0 | 0 | 40 | 57.9102 | 60.4592 | ≤5% | ≤1 m | pressure_indicators_2022_2025_all_scenarios.xlsx
2025 | 20 | GIR50_ISW_EF_L | 274 | 380 | 0 | 0 | 1 | 0 | 0 | 0 | 0 | 0 | 0 | 40 | 71.8873 | 74.3085 | ≤5% | ≤1 m | pressure_indicators_2022_2025_all_scenarios.xlsx
2025 | 20 | GIR50_ISW_EF_L | 278 | 385 | 0 | 0 | 1 | 0 | 0 | 0 | 0 | 0 | 0 | 40 | 51.1395 | 53.9559 | ≤5% | ≤1 m | pressure_indicators_2022_2025_all_scenarios.xlsx
2025 | 20 | GIR50_ISW_EF_L | 282 | 394 | 0 | 0 | 1 | 0 | 0 | 0 | 0 | 0 | 0 | 40 | 78.8694 | 84.0149 | ≤5% | ≤1 m | pressure_indicators_2022_2025_all_scenarios.xlsx
2025 | 20 | GIR50_ISW_EF_L | 286 | 414 | 0 | 0 | 1 | 0 | 0 | 0 | 0 | 0 | 0 | 40 | 78.3409 | 82.3795 | ≤5% | ≤1 m | pressure_indicators_2022_2025_all_scenarios.xlsx
2025 | 20 | GIR50_ISW_EF_L | 290 | 368 | 0 | 0 | 1 | 0 | 0 | 0 | 0 | 0 | 0 | 40 | 83.1797 | 86.7076 | ≤5% | ≤1 m | pressure_indicators_2022_2025_all_scenarios.xlsx
2025 | 20 | GIR50_ISW_EF_L | 294 | 389 | 0 | 0 | 1 | 0 | 0 | 0 | 0 | 0 | 0 | 40 | 81.434 | 84.3698 | ≤5% | ≤1 m | pressure_indicators_2022_2025_all_scenarios.xlsx
2025 | 20 | GIR50_ISW_EF_L | 302 | 388 | 0 | 0 | 1 | 0 | 0 | 0 | 0 | 0 | 0 | 40 | 82.1126 | 84.826 | ≤5% | ≤1 m | pressure_indicators_2022_2025_all_scenarios.xlsx
2025 | 20 | GIR50_ISW_EF_L | 306 | 420 | 0 | 0 | 1 | 0 | 0 | 0 | 0 | 0 | 0 | 40 | 66.2933 | 69.0576 | ≤5% | ≤1 m | pressure_indicators_2022_2025_all_scenarios.xlsx
2025 | 20 | GIR50_ISW_EF_L | 310 | 383 | 0 | 0 | 1 | 0 | 0 | 0 | 0 | 0 | 0 | 40 | 40.8928 | 45.6898 | ≤5% | ≤1 m | pressure_indicators_2022_2025_all_scenarios.xlsx
2025 | 20 | GIR50_ISW_EF_L | 314 | 412 | 0 | 0 | 1 | 0 | 0 | 0 | 0 | 0 | 0 | 40 | 54.7254 | 60.1665 | ≤5% | ≤1 m | pressure_indicators_2022_2025_all_scenarios.xlsx
2025 | 20 | GIR50_ISW_EF_L | 318 | 401 | 0 | 0 | 1 | 0 | 0 | 0 | 0 | 0 | 0 | 40 | 59.7472 | 63.0637 | ≤5% | ≤1 m | pressure_indicators_2022_2025_all_scenarios.xlsx
2025 | 20 | GIR50_ISW_EF_L | 323 | 366 | 0 | 0 | 1 | 0 | 0 | 0 | 0 | 0 | 0 | 40 | 59.7721 | 63.1568 | ≤5% | ≤1 m | pressure_indicators_2022_2025_all_scenarios.xlsx
2025 | 20 | GIR50_ISW_EF_L | 327 | 409 | 0 | 0 | 1 | 0 | 0 | 0 | 0 | 0 | 0 | 40 | 59.024 | 62.3671 | ≤5% | ≤1 m | pressure_indicators_2022_2025_all_scenarios.xlsx
2025 | 20 | GIR50_ISW_EF_L | 331 | 379 | 0 | 0 | 1 | 0 | 0 | 0 | 0 | 0 | 0 | 40 | 53.8803 | 63.1786 | ≤5% | ≤1 m | pressure_indicators_2022_2025_all_scenarios.xlsx
2025 | 20 | GIR50_ISW_EF_L | 333 | 408 | 0 | 0 | 1 | 0 | 0 | 0 | 0 | 0 | 0 | 40 | 56.9883 | 66.9696 | ≤5% | ≤1 m | pressure_indicators_2022_2025_all_scenarios.xlsx
2025 | 20 | GIR50_ISW_EF_L | 338 | 391 | 0 | 0 | 1 | 0 | 0 | 0 | 0 | 0 | 0 | 40 | 59.2913 | 68.697 | ≤5% | ≤1 m | pressure_indicators_2022_2025_all_scenarios.xlsx
2025 | 20 | GIR50_ISW_EF_L | 342 | 394 | 0 | 0 | 1 | 0 | 0 | 0 | 0 | 0 | 0 | 40 | 62.2447 | 69.2864 | ≤5% | ≤1 m | pressure_indicators_2022_2025_all_scenarios.xlsx
2025 | 20 | GIR50_ISW_EF_L | 346 | 413 | 0 | 0 | 1 | 0 | 0 | 0 | 0 | 0 | 0 | 40 | 55.7895 | 58.9072 | ≤5% | ≤1 m | pressure_indicators_2022_2025_all_scenarios.xlsx
2025 | 20 | GIR50_ISW_EF_L | 350 | 353 | 0 | 0 | 1 | 0 | 0 | 0 | 0 | 0 | 0 | 40 | 57.9001 | 63.423 | ≤5% | ≤1 m | pressure_indicators_2022_2025_all_scenarios.xlsx
2025 | 20 | GIR50_ISW_EF_L | 360 | 412 | 0 | 0 | 1 | 0 | 0 | 0 | 0 | 0 | 0 | 40 | 60.7742 | 66.3848 | ≤5% | ≤1 m | pressure_indicators_2022_2025_all_scenarios.xlsx
2025 | 20 | GIR50_ISW_EF_L | 364 | 393 | 0 | 0 | 1 | 0 | 0 | 0 | 0 | 0 | 0 | 40 | 68.6831 | 72.3337 | ≤5% | ≤1 m | pressure_indicators_2022_2025_all_scenarios.xlsx
2025 | 20 | GIR50_ISW_EF_L | 372 | 393 | 0 | 0 | 1 | 0 | 0 | 0 | 0 | 0 | 0 | 40 | 70.111 | 71.8369 | ≤5% | ≤1 m | pressure_indicators_2022_2025_all_scenarios.xlsx
2025 | 20 | GIR50_ISW_EF_L | 381 | 357 | 0 | 0 | 1 | 0 | 0 | 0 | 0 | 0 | 0 | 40 | 62.1275 | 63.5569 | ≤5% | ≤1 m | pressure_indicators_2022_2025_all_scenarios.xlsx
2025 | 20 | GIR50_ISW_EF_L | 385 | 403 | 0 | 0 | 1 | 0 | 0 | 0 | 0 | 0 | 0 | 40 | 49.404 | 52.797 | ≤5% | ≤1 m | pressure_indicators_2022_2025_all_scenarios.xlsx
2025 | 20 | GIR50_ISW_EF_L | 389 | 377 | 0 | 0 | 1 | 0 | 0 | 0 | 0 | 0 | 0 | 40 | 50.7831 | 52.6143 | ≤5% | ≤1 m | pressure_indicators_2022_2025_all_scenarios.xlsx
2025 | 20 | GIR50_ISW_EF_L | 393 | 381 | 0 | 0 | 1 | 0 | 0 | 0 | 0 | 0 | 0 | 40 | 50.8189 | 52.9852 | ≤5% | ≤1 m | pressure_indicators_2022_2025_all_scenarios.xlsx
2025 | 20 | GIR50_ISW_EF_L | 397 | 402 | 0 | 0 | 1 | 0 | 0 | 0 | 0 | 0 | 0 | 40 | 64.8197 | 66.4493 | ≤5% | ≤1 m | pressure_indicators_2022_2025_all_scenarios.xlsx
2025 | 20 | GIR50_ISW_EF_L | 401 | 398 | 0 | 0 | 1 | 0 | 0 | 0 | 0 | 0 | 0 | 40 | 72.3255 | 74.1158 | ≤5% | ≤1 m | pressure_indicators_2022_2025_all_scenarios.xlsx
2025 | 20 | GIR50_ISW_EF_L | 405 | 386 | 0 | 0 | 1 | 0 | 0 | 0 | 0 | 0 | 0 | 40 | 62.9033 | 64.9656 | ≤5% | ≤1 m | pressure_indicators_2022_2025_all_scenarios.xlsx
2025 | 20 | GIR50_ISW_EF_L | 409 | 382 | 0 | 0 | 1 | 0 | 0 | 0 | 0 | 0 | 0 | 40 | 63.8411 | 65.9538 | ≤5% | ≤1 m | pressure_indicators_2022_2025_all_scenarios.xlsx
2025 | 20 | GIR50_ISW_EF_L | 414 | 408 | 0 | 0 | 1 | 0 | 0 | 0 | 0 | 0 | 0 | 40 | 49.8346 | 52.1075 | ≤5% | ≤1 m | pressure_indicators_2022_2025_all_scenarios.xlsx
2025 | 20 | GIR50_ISW_EF_L | 419 | 377 | 0 | 0 | 1 | 0 | 0 | 0 | 0 | 0 | 0 | 40 | 58.0206 | 60.6479 | ≤5% | ≤1 m | pressure_indicators_2022_2025_all_scenarios.xlsx
2025 | 20 | GIR50_ISW_EF_L | 423 | 385 | 0 | 0 | 1 | 0 | 0 | 0 | 0 | 0 | 0 | 40 | 60.0691 | 62.5307 | ≤5% | ≤1 m | pressure_indicators_2022_2025_all_scenarios.xlsx
2025 | 20 | GIR50_ISW_EF_L | 428 | 394 | 0 | 0 | 1 | 0 | 0 | 0 | 0 | 0 | 0 | 40 | 61.3601 | 64.0768 | ≤5% | ≤1 m | pressure_indicators_2022_2025_all_scenarios.xlsx
2025 | 20 | GIR50_ISW_EF_L | 434 | 403 | 0 | 0 | 1 | 0 | 0 | 0 | 0 | 0 | 0 | 40 | 61.3303 | 64.1608 | ≤5% | ≤1 m | pressure_indicators_2022_2025_all_scenarios.xlsx
2025 | 20 | GIR50_ISW_EF_L | 438 | 359 | 0 | 0 | 1 | 0 | 0 | 0 | 0 | 0 | 0 | 40 | 61.0037 | 63.9184 | ≤5% | ≤1 m | pressure_indicators_2022_2025_all_scenarios.xlsx
2025 | 20 | GIR50_ISW_EF_L | 508 | 373 | 0 | 0 | 1 | 0 | 0 | 0 | 0 | 0 | 0 | 40 | 52.0808 | 61.4571 | ≤5% | ≤1 m | pressure_indicators_2022_2025_all_scenarios.xlsx
2025 | 20 | GIR50_ISW_EF_L | 510 | 382 | 0 | 0 | 1 | 0 | 0 | 0 | 0 | 0 | 0 | 40 | 43.151 | 52.6206 | ≤5% | ≤1 m | pressure_indicators_2022_2025_all_scenarios.xlsx
2025 | 20 | GIR50_ISW_EF_L | 512 | 393 | 0 | 0 | 1 | 0 | 0 | 0 | 0 | 0 | 0 | 40 | 49.0286 | 58.7616 | ≤5% | ≤1 m | pressure_indicators_2022_2025_all_scenarios.xlsx
2025 | 20 | GIR50_ISW_EF_L | 514 | 378 | 0 | 0 | 1 | 0 | 0 | 0 | 0 | 0 | 0 | 40 | 50.8397 | 58.4652 | ≤5% | ≤1 m | pressure_indicators_2022_2025_all_scenarios.xlsx
2025 | 20 | GIR50_ISW_EF_L | 516 | 374 | 0 | 0 | 1 | 0 | 0 | 0 | 0 | 0 | 0 | 40 | 46.8652 | 56.7829 | ≤5% | ≤1 m | pressure_indicators_2022_2025_all_scenarios.xlsx
2025 | 20 | GIR50_ISW_EF_L | 518 | 375 | 0 | 0 | 1 | 0 | 0 | 0 | 0 | 0 | 0 | 40 | 51.2599 | 57.485 | ≤5% | ≤1 m | pressure_indicators_2022_2025_all_scenarios.xlsx
2025 | 20 | GIR50_ISW_EF_L | 520 | 381 | 0 | 0 | 1 | 0 | 0 | 0 | 0 | 0 | 0 | 40 | 47.192 | 55.6403 | ≤5% | ≤1 m | pressure_indicators_2022_2025_all_scenarios.xlsx
2025 | 20 | GIR50_ISW_EF_L | 522 | 368 | 0 | 0 | 1 | 0 | 0 | 0 | 0 | 0 | 0 | 40 | 42.5272 | 52.4319 | ≤5% | ≤1 m | pressure_indicators_2022_2025_all_scenarios.xlsx
2025 | 20 | GIR50_ISW_EF_L | 524 | 385 | 0 | 0 | 1 | 0 | 0 | 0 | 0 | 0 | 0 | 40 | 43.421 | 50.9092 | ≤5% | ≤1 m | pressure_indicators_2022_2025_all_scenarios.xlsx
2025 | 20 | GIR50_ISW_EF_L | 526 | 396 | 0 | 0 | 1 | 0 | 0 | 0 | 0 | 0 | 0 | 40 | 43.4905 | 53.2754 | ≤5% | ≤1 m | pressure_indicators_2022_2025_all_scenarios.xlsx
2025 | 20 | GIR50_ISW_EF_L | 528 | 400 | 0 | 0 | 1 | 0 | 0 | 0 | 0 | 0 | 0 | 40 | 48.2093 | 55.6757 | ≤5% | ≤1 m | pressure_indicators_2022_2025_all_scenarios.xlsx
2025 | 20 | GIR50_ISW_EF_L | 530 | 414 | 0 | 0 | 1 | 0 | 0 | 0 | 0 | 0 | 0 | 40 | 48.1496 | 56.1888 | ≤5% | ≤1 m | pressure_indicators_2022_2025_all_scenarios.xlsx
2025 | 20 | GIR50_ISW_EF_L | 532 | 394 | 0 | 0 | 1 | 0 | 0 | 0 | 0 | 0 | 0 | 40 | 44.8495 | 55.0431 | ≤5% | ≤1 m | pressure_indicators_2022_2025_all_scenarios.xlsx
2025 | 20 | GIR50_ISW_EF_L | 534 | 350 | 1 | 0.0028571 | 0.99714 | 0.0037082 | 1.2979 | 1.2979 | 9.2705e-05 | 0.032447 | 0.032447 | 40 | 38.7021 | 48.5061 | ≤5% | 1–3 m | pressure_indicators_2022_2025_all_scenarios.xlsx
2025 | 20 | GIR50_ISW_EF_L | 536 | 392 | 1 | 0.002551 | 0.99745 | 0.0013471 | 0.52805 | 0.52805 | 3.3677e-05 | 0.013201 | 0.013201 | 40 | 39.4719 | 49.9851 | ≤5% | ≤1 m | pressure_indicators_2022_2025_all_scenarios.xlsx
2025 | 20 | GIR50_ISW_EF_L | 538 | 407 | 1 | 0.002457 | 0.99754 | 0.0071268 | 2.9006 | 2.9006 | 0.00017817 | 0.072515 | 0.072515 | 40 | 37.0994 | 47.7638 | ≤5% | 1–3 m | pressure_indicators_2022_2025_all_scenarios.xlsx
2025 | 20 | GIR50_ISW_EF_L | 540 | 377 | 0 | 0 | 1 | 0 | 0 | 0 | 0 | 0 | 0 | 40 | 41.0181 | 49.5506 | ≤5% | ≤1 m | pressure_indicators_2022_2025_all_scenarios.xlsx
2025 | 20 | GIR50_ISW_EF_L | 542 | 382 | 1 | 0.0026178 | 0.99738 | 0.0079127 | 3.0226 | 3.0226 | 0.00019782 | 0.075566 | 0.075566 | 40 | 36.9774 | 47.5881 | ≤5% | 3–6 m | pressure_indicators_2022_2025_all_scenarios.xlsx
2025 | 20 | GIR50_ISW_EF_L | 544 | 369 | 0 | 0 | 1 | 0 | 0 | 0 | 0 | 0 | 0 | 40 | 46.3543 | 56.5531 | ≤5% | ≤1 m | pressure_indicators_2022_2025_all_scenarios.xlsx
2025 | 20 | GIR50_ISW_EF_L | 546 | 373 | 0 | 0 | 1 | 0 | 0 | 0 | 0 | 0 | 0 | 40 | 50.0892 | 57.8018 | ≤5% | ≤1 m | pressure_indicators_2022_2025_all_scenarios.xlsx
2025 | 20 | GIR50_ISW_EF_L | 548 | 351 | 0 | 0 | 1 | 0 | 0 | 0 | 0 | 0 | 0 | 40 | 47.0202 | 57.1736 | ≤5% | ≤1 m | pressure_indicators_2022_2025_all_scenarios.xlsx
2025 | 20 | GIR50_ISW_EF_L | 550 | 398 | 0 | 0 | 1 | 0 | 0 | 0 | 0 | 0 | 0 | 40 | 58.5359 | 69.0372 | ≤5% | ≤1 m | pressure_indicators_2022_2025_all_scenarios.xlsx
2025 | 20 | GIR50_ISW_EF_L | 552 | 378 | 0 | 0 | 1 | 0 | 0 | 0 | 0 | 0 | 0 | 40 | 48.6182 | 57.1262 | ≤5% | ≤1 m | pressure_indicators_2022_2025_all_scenarios.xlsx
2025 | 20 | GIR50_ISW_EF_L | 554 | 380 | 2 | 0.0052632 | 0.99474 | 0.0080054 | 1.521 | 2.5333 | 0.00020013 | 0.038025 | 0.053209 | 40 | 37.4667 | 48.0354 | ≤5% | 1–3 m | pressure_indicators_2022_2025_all_scenarios.xlsx
2025 | 20 | GIR50_ISW_EF_L | 556 | 373 | 8 | 0.021448 | 0.97855 | 0.033178 | 1.5469 | 4.7462 | 0.00082946 | 0.038673 | 0.058822 | 40 | 35.2538 | 45.9074 | ≤5% | 1–3 m | pressure_indicators_2022_2025_all_scenarios.xlsx
2025 | 20 | GIR50_ISW_EF_L | 558 | 368 | 283 | 0.76902 | 0.23098 | 2.2496 | 2.9253 | 12.7498 | 0.056241 | 0.073133 | 0.11922 | 40 | 27.2502 | 37.9895 | >20% | 1–3 m | pressure_indicators_2022_2025_all_scenarios.xlsx
2025 | 20 | GIR50_ISW_EF_L | 562 | 374 | 1 | 0.0026738 | 0.99733 | 0.0010152 | 0.37968 | 0.37968 | 2.538e-05 | 0.0094921 | 0.0094921 | 40 | 39.6203 | 50.011 | ≤5% | ≤1 m | pressure_indicators_2022_2025_all_scenarios.xlsx
2025 | 20 | GIR50_ISW_EF_L | 571 | 376 | 0 | 0 | 1 | 0 | 0 | 0 | 0 | 0 | 0 | 40 | 77.4606 | 79.0605 | ≤5% | ≤1 m | pressure_indicators_2022_2025_all_scenarios.xlsx
2025 | 20 | GIR50_ISW_EF_L | 580 | 363 | 0 | 0 | 1 | 0 | 0 | 0 | 0 | 0 | 0 | 40 | 63.7054 | 66.6372 | ≤5% | ≤1 m | pressure_indicators_2022_2025_all_scenarios.xlsx
2025 | 20 | GIR50_ISW_EF_L | 593 | 395 | 0 | 0 | 1 | 0 | 0 | 0 | 0 | 0 | 0 | 40 | 43.182 | 45.5404 | ≤5% | ≤1 m | pressure_indicators_2022_2025_all_scenarios.xlsx
2025 | 20 | GIR50_ISW_EF_L | 595 | 361 | 0 | 0 | 1 | 0 | 0 | 0 | 0 | 0 | 0 | 40 | 43.9179 | 45.5882 | ≤5% | ≤1 m | pressure_indicators_2022_2025_all_scenarios.xlsx
2025 | 20 | GIR50_ISW_EF_L | 597 | 386 | 0 | 0 | 1 | 0 | 0 | 0 | 0 | 0 | 0 | 40 | 72.7324 | 74.5486 | ≤5% | ≤1 m | pressure_indicators_2022_2025_all_scenarios.xlsx
2025 | 20 | GIR50_ISW_EF_L | 599 | 397 | 0 | 0 | 1 | 0 | 0 | 0 | 0 | 0 | 0 | 40 | 73.123 | 74.8852 | ≤5% | ≤1 m | pressure_indicators_2022_2025_all_scenarios.xlsx
2025 | 30 | GIR90_ISW_EF_H | 135 | 399 | 0 | 0 | 1 | 0 | 0 | 0 | 0 | 0 | 0 | 40 | 73.5585 | 73.7246 | ≤5% | ≤1 m | pressure_indicators_2022_2025_all_scenarios.xlsx
2025 | 30 | GIR90_ISW_EF_H | 139 | 394 | 0 | 0 | 1 | 0 | 0 | 0 | 0 | 0 | 0 | 40 | 68.6584 | 68.9667 | ≤5% | ≤1 m | pressure_indicators_2022_2025_all_scenarios.xlsx
2025 | 30 | GIR90_ISW_EF_H | 145 | 400 | 0 | 0 | 1 | 0 | 0 | 0 | 0 | 0 | 0 | 40 | 64.1345 | 72.4648 | ≤5% | ≤1 m | pressure_indicators_2022_2025_all_scenarios.xlsx
2025 | 30 | GIR90_ISW_EF_H | 149 | 370 | 0 | 0 | 1 | 0 | 0 | 0 | 0 | 0 | 0 | 40 | 49.2344 | 57.0447 | ≤5% | ≤1 m | pressure_indicators_2022_2025_all_scenarios.xlsx
2025 | 30 | GIR90_ISW_EF_H | 153 | 367 | 0 | 0 | 1 | 0 | 0 | 0 | 0 | 0 | 0 | 40 | 54.4286 | 62.3737 | ≤5% | ≤1 m | pressure_indicators_2022_2025_all_scenarios.xlsx
2025 | 30 | GIR90_ISW_EF_H | 161 | 359 | 0 | 0 | 1 | 0 | 0 | 0 | 0 | 0 | 0 | 40 | 71.2842 | 77.6254 | ≤5% | ≤1 m | pressure_indicators_2022_2025_all_scenarios.xlsx
2025 | 30 | GIR90_ISW_EF_H | 165 | 375 | 0 | 0 | 1 | 0 | 0 | 0 | 0 | 0 | 0 | 40 | 78.6908 | 83.8918 | ≤5% | ≤1 m | pressure_indicators_2022_2025_all_scenarios.xlsx
2025 | 30 | GIR90_ISW_EF_H | 169 | 385 | 0 | 0 | 1 | 0 | 0 | 0 | 0 | 0 | 0 | 40 | 79.9758 | 84.9886 | ≤5% | ≤1 m | pressure_indicators_2022_2025_all_scenarios.xlsx
2025 | 30 | GIR90_ISW_EF_H | 173 | 405 | 0 | 0 | 1 | 0 | 0 | 0 | 0 | 0 | 0 | 40 | 77.1155 | 82.0788 | ≤5% | ≤1 m | pressure_indicators_2022_2025_all_scenarios.xlsx
2025 | 30 | GIR90_ISW_EF_H | 177 | 395 | 0 | 0 | 1 | 0 | 0 | 0 | 0 | 0 | 0 | 40 | 48.1236 | 58.2595 | ≤5% | ≤1 m | pressure_indicators_2022_2025_all_scenarios.xlsx
2025 | 30 | GIR90_ISW_EF_H | 181 | 376 | 0 | 0 | 1 | 0 | 0 | 0 | 0 | 0 | 0 | 40 | 75.4078 | 80.1128 | ≤5% | ≤1 m | pressure_indicators_2022_2025_all_scenarios.xlsx
2025 | 30 | GIR90_ISW_EF_H | 189 | 393 | 0 | 0 | 1 | 0 | 0 | 0 | 0 | 0 | 0 | 40 | 69.0391 | 73.3064 | ≤5% | ≤1 m | pressure_indicators_2022_2025_all_scenarios.xlsx
2025 | 30 | GIR90_ISW_EF_H | 193 | 390 | 0 | 0 | 1 | 0 | 0 | 0 | 0 | 0 | 0 | 40 | 58.6836 | 68.076 | ≤5% | ≤1 m | pressure_indicators_2022_2025_all_scenarios.xlsx
2025 | 30 | GIR90_ISW_EF_H | 207 | 392 | 0 | 0 | 1 | 0 | 0 | 0 | 0 | 0 | 0 | 40 | 62.5804 | 64.0472 | ≤5% | ≤1 m | pressure_indicators_2022_2025_all_scenarios.xlsx
2025 | 30 | GIR90_ISW_EF_H | 211 | 364 | 0 | 0 | 1 | 0 | 0 | 0 | 0 | 0 | 0 | 40 | 52.3075 | 58.0433 | ≤5% | ≤1 m | pressure_indicators_2022_2025_all_scenarios.xlsx
2025 | 30 | GIR90_ISW_EF_H | 216 | 379 | 0 | 0 | 1 | 0 | 0 | 0 | 0 | 0 | 0 | 40 | 63.2372 | 64.675 | ≤5% | ≤1 m | pressure_indicators_2022_2025_all_scenarios.xlsx
2025 | 30 | GIR90_ISW_EF_H | 220 | 349 | 0 | 0 | 1 | 0 | 0 | 0 | 0 | 0 | 0 | 40 | 59.9529 | 65.8851 | ≤5% | ≤1 m | pressure_indicators_2022_2025_all_scenarios.xlsx
2025 | 30 | GIR90_ISW_EF_H | 224 | 409 | 0 | 0 | 1 | 0 | 0 | 0 | 0 | 0 | 0 | 40 | 63.4918 | 67.46 | ≤5% | ≤1 m | pressure_indicators_2022_2025_all_scenarios.xlsx
2025 | 30 | GIR90_ISW_EF_H | 228 | 380 | 0 | 0 | 1 | 0 | 0 | 0 | 0 | 0 | 0 | 40 | 67.9757 | 71.6955 | ≤5% | ≤1 m | pressure_indicators_2022_2025_all_scenarios.xlsx
2025 | 30 | GIR90_ISW_EF_H | 232 | 380 | 0 | 0 | 1 | 0 | 0 | 0 | 0 | 0 | 0 | 40 | 82.3319 | 83.3344 | ≤5% | ≤1 m | pressure_indicators_2022_2025_all_scenarios.xlsx
2025 | 30 | GIR90_ISW_EF_H | 234 | 383 | 0 | 0 | 1 | 0 | 0 | 0 | 0 | 0 | 0 | 40 | 44.9494 | 46.4168 | ≤5% | ≤1 m | pressure_indicators_2022_2025_all_scenarios.xlsx
2025 | 30 | GIR90_ISW_EF_H | 238 | 412 | 0 | 0 | 1 | 0 | 0 | 0 | 0 | 0 | 0 | 40 | 65.3802 | 67.8428 | ≤5% | ≤1 m | pressure_indicators_2022_2025_all_scenarios.xlsx
2025 | 30 | GIR90_ISW_EF_H | 243 | 418 | 0 | 0 | 1 | 0 | 0 | 0 | 0 | 0 | 0 | 40 | 61.5293 | 62.6119 | ≤5% | ≤1 m | pressure_indicators_2022_2025_all_scenarios.xlsx
2025 | 30 | GIR90_ISW_EF_H | 248 | 378 | 0 | 0 | 1 | 0 | 0 | 0 | 0 | 0 | 0 | 40 | 68.4094 | 68.8856 | ≤5% | ≤1 m | pressure_indicators_2022_2025_all_scenarios.xlsx
2025 | 30 | GIR90_ISW_EF_H | 253 | 391 | 0 | 0 | 1 | 0 | 0 | 0 | 0 | 0 | 0 | 40 | 75.7931 | 76.4548 | ≤5% | ≤1 m | pressure_indicators_2022_2025_all_scenarios.xlsx
2025 | 30 | GIR90_ISW_EF_H | 266 | 384 | 0 | 0 | 1 | 0 | 0 | 0 | 0 | 0 | 0 | 40 | 78.6703 | 80.2561 | ≤5% | ≤1 m | pressure_indicators_2022_2025_all_scenarios.xlsx
2025 | 30 | GIR90_ISW_EF_H | 270 | 378 | 0 | 0 | 1 | 0 | 0 | 0 | 0 | 0 | 0 | 40 | 58.0837 | 60.4257 | ≤5% | ≤1 m | pressure_indicators_2022_2025_all_scenarios.xlsx
2025 | 30 | GIR90_ISW_EF_H | 274 | 373 | 0 | 0 | 1 | 0 | 0 | 0 | 0 | 0 | 0 | 40 | 72.0608 | 74.3387 | ≤5% | ≤1 m | pressure_indicators_2022_2025_all_scenarios.xlsx
2025 | 30 | GIR90_ISW_EF_H | 278 | 417 | 0 | 0 | 1 | 0 | 0 | 0 | 0 | 0 | 0 | 40 | 51.313 | 53.9781 | ≤5% | ≤1 m | pressure_indicators_2022_2025_all_scenarios.xlsx
2025 | 30 | GIR90_ISW_EF_H | 282 | 383 | 0 | 0 | 1 | 0 | 0 | 0 | 0 | 0 | 0 | 40 | 79.043 | 83.9735 | ≤5% | ≤1 m | pressure_indicators_2022_2025_all_scenarios.xlsx
2025 | 30 | GIR90_ISW_EF_H | 286 | 415 | 0 | 0 | 1 | 0 | 0 | 0 | 0 | 0 | 0 | 40 | 78.5144 | 82.3673 | ≤5% | ≤1 m | pressure_indicators_2022_2025_all_scenarios.xlsx
2025 | 30 | GIR90_ISW_EF_H | 290 | 376 | 0 | 0 | 1 | 0 | 0 | 0 | 0 | 0 | 0 | 40 | 83.3532 | 86.7233 | ≤5% | ≤1 m | pressure_indicators_2022_2025_all_scenarios.xlsx
2025 | 30 | GIR90_ISW_EF_H | 294 | 377 | 0 | 0 | 1 | 0 | 0 | 0 | 0 | 0 | 0 | 40 | 81.6075 | 84.3837 | ≤5% | ≤1 m | pressure_indicators_2022_2025_all_scenarios.xlsx
2025 | 30 | GIR90_ISW_EF_H | 302 | 395 | 0 | 0 | 1 | 0 | 0 | 0 | 0 | 0 | 0 | 40 | 82.2861 | 84.8001 | ≤5% | ≤1 m | pressure_indicators_2022_2025_all_scenarios.xlsx
2025 | 30 | GIR90_ISW_EF_H | 306 | 374 | 0 | 0 | 1 | 0 | 0 | 0 | 0 | 0 | 0 | 40 | 66.4668 | 69.0937 | ≤5% | ≤1 m | pressure_indicators_2022_2025_all_scenarios.xlsx
2025 | 30 | GIR90_ISW_EF_H | 310 | 393 | 0 | 0 | 1 | 0 | 0 | 0 | 0 | 0 | 0 | 40 | 40.4923 | 45.6594 | ≤5% | ≤1 m | pressure_indicators_2022_2025_all_scenarios.xlsx
2025 | 30 | GIR90_ISW_EF_H | 314 | 388 | 0 | 0 | 1 | 0 | 0 | 0 | 0 | 0 | 0 | 40 | 54.3249 | 60.1985 | ≤5% | ≤1 m | pressure_indicators_2022_2025_all_scenarios.xlsx
2025 | 30 | GIR90_ISW_EF_H | 318 | 383 | 0 | 0 | 1 | 0 | 0 | 0 | 0 | 0 | 0 | 40 | 59.7955 | 63.1057 | ≤5% | ≤1 m | pressure_indicators_2022_2025_all_scenarios.xlsx
2025 | 30 | GIR90_ISW_EF_H | 323 | 400 | 0 | 0 | 1 | 0 | 0 | 0 | 0 | 0 | 0 | 40 | 59.5703 | 63.2494 | ≤5% | ≤1 m | pressure_indicators_2022_2025_all_scenarios.xlsx
2025 | 30 | GIR90_ISW_EF_H | 327 | 399 | 0 | 0 | 1 | 0 | 0 | 0 | 0 | 0 | 0 | 40 | 58.99 | 62.3313 | ≤5% | ≤1 m | pressure_indicators_2022_2025_all_scenarios.xlsx
2025 | 30 | GIR90_ISW_EF_H | 331 | 382 | 0 | 0 | 1 | 0 | 0 | 0 | 0 | 0 | 0 | 40 | 55.1082 | 63.4455 | ≤5% | ≤1 m | pressure_indicators_2022_2025_all_scenarios.xlsx
2025 | 30 | GIR90_ISW_EF_H | 333 | 375 | 0 | 0 | 1 | 0 | 0 | 0 | 0 | 0 | 0 | 40 | 58.2162 | 67.1343 | ≤5% | ≤1 m | pressure_indicators_2022_2025_all_scenarios.xlsx
2025 | 30 | GIR90_ISW_EF_H | 338 | 367 | 0 | 0 | 1 | 0 | 0 | 0 | 0 | 0 | 0 | 40 | 60.5192 | 68.6032 | ≤5% | ≤1 m | pressure_indicators_2022_2025_all_scenarios.xlsx
2025 | 30 | GIR90_ISW_EF_H | 342 | 405 | 0 | 0 | 1 | 0 | 0 | 0 | 0 | 0 | 0 | 40 | 62.9836 | 69.3392 | ≤5% | ≤1 m | pressure_indicators_2022_2025_all_scenarios.xlsx
2025 | 30 | GIR90_ISW_EF_H | 346 | 400 | 0 | 0 | 1 | 0 | 0 | 0 | 0 | 0 | 0 | 40 | 55.4793 | 58.9746 | ≤5% | ≤1 m | pressure_indicators_2022_2025_all_scenarios.xlsx
2025 | 30 | GIR90_ISW_EF_H | 350 | 370 | 0 | 0 | 1 | 0 | 0 | 0 | 0 | 0 | 0 | 40 | 57.8855 | 63.485 | ≤5% | ≤1 m | pressure_indicators_2022_2025_all_scenarios.xlsx
2025 | 30 | GIR90_ISW_EF_H | 360 | 398 | 0 | 0 | 1 | 0 | 0 | 0 | 0 | 0 | 0 | 40 | 60.7596 | 66.313 | ≤5% | ≤1 m | pressure_indicators_2022_2025_all_scenarios.xlsx
2025 | 30 | GIR90_ISW_EF_H | 364 | 402 | 0 | 0 | 1 | 0 | 0 | 0 | 0 | 0 | 0 | 40 | 68.6685 | 72.2777 | ≤5% | ≤1 m | pressure_indicators_2022_2025_all_scenarios.xlsx
2025 | 30 | GIR90_ISW_EF_H | 372 | 382 | 0 | 0 | 1 | 0 | 0 | 0 | 0 | 0 | 0 | 40 | 70.334 | 71.7957 | ≤5% | ≤1 m | pressure_indicators_2022_2025_all_scenarios.xlsx
2025 | 30 | GIR90_ISW_EF_H | 381 | 369 | 0 | 0 | 1 | 0 | 0 | 0 | 0 | 0 | 0 | 40 | 62.4767 | 63.5484 | ≤5% | ≤1 m | pressure_indicators_2022_2025_all_scenarios.xlsx
2025 | 30 | GIR90_ISW_EF_H | 385 | 374 | 0 | 0 | 1 | 0 | 0 | 0 | 0 | 0 | 0 | 40 | 49.581 | 52.8399 | ≤5% | ≤1 m | pressure_indicators_2022_2025_all_scenarios.xlsx
2025 | 30 | GIR90_ISW_EF_H | 389 | 368 | 0 | 0 | 1 | 0 | 0 | 0 | 0 | 0 | 0 | 40 | 50.96 | 52.6778 | ≤5% | ≤1 m | pressure_indicators_2022_2025_all_scenarios.xlsx
2025 | 30 | GIR90_ISW_EF_H | 393 | 395 | 0 | 0 | 1 | 0 | 0 | 0 | 0 | 0 | 0 | 40 | 50.2799 | 53.1266 | ≤5% | ≤1 m | pressure_indicators_2022_2025_all_scenarios.xlsx
2025 | 30 | GIR90_ISW_EF_H | 397 | 385 | 0 | 0 | 1 | 0 | 0 | 0 | 0 | 0 | 0 | 40 | 64.9494 | 66.4858 | ≤5% | ≤1 m | pressure_indicators_2022_2025_all_scenarios.xlsx
2025 | 30 | GIR90_ISW_EF_H | 401 | 387 | 0 | 0 | 1 | 0 | 0 | 0 | 0 | 0 | 0 | 40 | 72.5448 | 74.092 | ≤5% | ≤1 m | pressure_indicators_2022_2025_all_scenarios.xlsx
2025 | 30 | GIR90_ISW_EF_H | 405 | 401 | 0 | 0 | 1 | 0 | 0 | 0 | 0 | 0 | 0 | 40 | 62.4865 | 64.962 | ≤5% | ≤1 m | pressure_indicators_2022_2025_all_scenarios.xlsx
2025 | 30 | GIR90_ISW_EF_H | 409 | 382 | 0 | 0 | 1 | 0 | 0 | 0 | 0 | 0 | 0 | 40 | 64.0434 | 66.0239 | ≤5% | ≤1 m | pressure_indicators_2022_2025_all_scenarios.xlsx
2025 | 30 | GIR90_ISW_EF_H | 414 | 397 | 0 | 0 | 1 | 0 | 0 | 0 | 0 | 0 | 0 | 40 | 49.9478 | 52.2316 | ≤5% | ≤1 m | pressure_indicators_2022_2025_all_scenarios.xlsx
2025 | 30 | GIR90_ISW_EF_H | 419 | 388 | 0 | 0 | 1 | 0 | 0 | 0 | 0 | 0 | 0 | 40 | 57.5252 | 60.7332 | ≤5% | ≤1 m | pressure_indicators_2022_2025_all_scenarios.xlsx
2025 | 30 | GIR90_ISW_EF_H | 423 | 380 | 0 | 0 | 1 | 0 | 0 | 0 | 0 | 0 | 0 | 40 | 59.4243 | 62.5969 | ≤5% | ≤1 m | pressure_indicators_2022_2025_all_scenarios.xlsx
2025 | 30 | GIR90_ISW_EF_H | 428 | 370 | 0 | 0 | 1 | 0 | 0 | 0 | 0 | 0 | 0 | 40 | 60.8555 | 64.0996 | ≤5% | ≤1 m | pressure_indicators_2022_2025_all_scenarios.xlsx
2025 | 30 | GIR90_ISW_EF_H | 434 | 384 | 0 | 0 | 1 | 0 | 0 | 0 | 0 | 0 | 0 | 40 | 60.8318 | 64.1289 | ≤5% | ≤1 m | pressure_indicators_2022_2025_all_scenarios.xlsx
2025 | 30 | GIR90_ISW_EF_H | 438 | 392 | 0 | 0 | 1 | 0 | 0 | 0 | 0 | 0 | 0 | 40 | 61.0775 | 63.9555 | ≤5% | ≤1 m | pressure_indicators_2022_2025_all_scenarios.xlsx
2025 | 30 | GIR90_ISW_EF_H | 508 | 382 | 0 | 0 | 1 | 0 | 0 | 0 | 0 | 0 | 0 | 40 | 54.7597 | 61.5543 | ≤5% | ≤1 m | pressure_indicators_2022_2025_all_scenarios.xlsx
2025 | 30 | GIR90_ISW_EF_H | 510 | 398 | 0 | 0 | 1 | 0 | 0 | 0 | 0 | 0 | 0 | 40 | 45.6752 | 52.8488 | ≤5% | ≤1 m | pressure_indicators_2022_2025_all_scenarios.xlsx
2025 | 30 | GIR90_ISW_EF_H | 512 | 390 | 0 | 0 | 1 | 0 | 0 | 0 | 0 | 0 | 0 | 40 | 51.618 | 58.9657 | ≤5% | ≤1 m | pressure_indicators_2022_2025_all_scenarios.xlsx
2025 | 30 | GIR90_ISW_EF_H | 514 | 384 | 0 | 0 | 1 | 0 | 0 | 0 | 0 | 0 | 0 | 40 | 51.1689 | 58.3276 | ≤5% | ≤1 m | pressure_indicators_2022_2025_all_scenarios.xlsx
2025 | 30 | GIR90_ISW_EF_H | 516 | 358 | 0 | 0 | 1 | 0 | 0 | 0 | 0 | 0 | 0 | 40 | 49.7499 | 56.8018 | ≤5% | ≤1 m | pressure_indicators_2022_2025_all_scenarios.xlsx
2025 | 30 | GIR90_ISW_EF_H | 518 | 387 | 0 | 0 | 1 | 0 | 0 | 0 | 0 | 0 | 0 | 40 | 50.1059 | 57.4136 | ≤5% | ≤1 m | pressure_indicators_2022_2025_all_scenarios.xlsx
2025 | 30 | GIR90_ISW_EF_H | 520 | 370 | 0 | 0 | 1 | 0 | 0 | 0 | 0 | 0 | 0 | 40 | 48.2762 | 55.7142 | ≤5% | ≤1 m | pressure_indicators_2022_2025_all_scenarios.xlsx
2025 | 30 | GIR90_ISW_EF_H | 522 | 402 | 0 | 0 | 1 | 0 | 0 | 0 | 0 | 0 | 0 | 40 | 44.9423 | 52.4207 | ≤5% | ≤1 m | pressure_indicators_2022_2025_all_scenarios.xlsx
2025 | 30 | GIR90_ISW_EF_H | 524 | 371 | 0 | 0 | 1 | 0 | 0 | 0 | 0 | 0 | 0 | 40 | 43.3869 | 51.0521 | ≤5% | ≤1 m | pressure_indicators_2022_2025_all_scenarios.xlsx
2025 | 30 | GIR90_ISW_EF_H | 526 | 391 | 0 | 0 | 1 | 0 | 0 | 0 | 0 | 0 | 0 | 40 | 45.6976 | 53.3854 | ≤5% | ≤1 m | pressure_indicators_2022_2025_all_scenarios.xlsx
2025 | 30 | GIR90_ISW_EF_H | 528 | 385 | 0 | 0 | 1 | 0 | 0 | 0 | 0 | 0 | 0 | 40 | 48.0986 | 55.6268 | ≤5% | ≤1 m | pressure_indicators_2022_2025_all_scenarios.xlsx
2025 | 30 | GIR90_ISW_EF_H | 530 | 375 | 0 | 0 | 1 | 0 | 0 | 0 | 0 | 0 | 0 | 40 | 49.1655 | 56.1556 | ≤5% | ≤1 m | pressure_indicators_2022_2025_all_scenarios.xlsx
2025 | 30 | GIR90_ISW_EF_H | 532 | 382 | 0 | 0 | 1 | 0 | 0 | 0 | 0 | 0 | 0 | 40 | 47.6377 | 55.1973 | ≤5% | ≤1 m | pressure_indicators_2022_2025_all_scenarios.xlsx
2025 | 30 | GIR90_ISW_EF_H | 534 | 388 | 0 | 0 | 1 | 0 | 0 | 0 | 0 | 0 | 0 | 40 | 41.6071 | 48.5927 | ≤5% | ≤1 m | pressure_indicators_2022_2025_all_scenarios.xlsx
2025 | 30 | GIR90_ISW_EF_H | 536 | 389 | 0 | 0 | 1 | 0 | 0 | 0 | 0 | 0 | 0 | 40 | 42.3944 | 50.009 | ≤5% | ≤1 m | pressure_indicators_2022_2025_all_scenarios.xlsx
2025 | 30 | GIR90_ISW_EF_H | 538 | 387 | 0 | 0 | 1 | 0 | 0 | 0 | 0 | 0 | 0 | 40 | 40.0488 | 47.7432 | ≤5% | ≤1 m | pressure_indicators_2022_2025_all_scenarios.xlsx
2025 | 30 | GIR90_ISW_EF_H | 540 | 387 | 0 | 0 | 1 | 0 | 0 | 0 | 0 | 0 | 0 | 40 | 42.8179 | 49.6052 | ≤5% | ≤1 m | pressure_indicators_2022_2025_all_scenarios.xlsx
2025 | 30 | GIR90_ISW_EF_H | 542 | 384 | 1 | 0.0026042 | 0.9974 | 9.548e-05 | 0.036664 | 0.036664 | 2.387e-06 | 0.00091661 | 0.00091661 | 40 | 39.9633 | 47.458 | ≤5% | ≤1 m | pressure_indicators_2022_2025_all_scenarios.xlsx
2025 | 30 | GIR90_ISW_EF_H | 544 | 384 | 0 | 0 | 1 | 0 | 0 | 0 | 0 | 0 | 0 | 40 | 49.2893 | 56.8977 | ≤5% | ≤1 m | pressure_indicators_2022_2025_all_scenarios.xlsx
2025 | 30 | GIR90_ISW_EF_H | 546 | 375 | 0 | 0 | 1 | 0 | 0 | 0 | 0 | 0 | 0 | 40 | 50.177 | 57.6316 | ≤5% | ≤1 m | pressure_indicators_2022_2025_all_scenarios.xlsx
2025 | 30 | GIR90_ISW_EF_H | 548 | 389 | 0 | 0 | 1 | 0 | 0 | 0 | 0 | 0 | 0 | 40 | 50.1948 | 57.3863 | ≤5% | ≤1 m | pressure_indicators_2022_2025_all_scenarios.xlsx
2025 | 30 | GIR90_ISW_EF_H | 550 | 381 | 0 | 0 | 1 | 0 | 0 | 0 | 0 | 0 | 0 | 40 | 61.1754 | 69.1925 | ≤5% | ≤1 m | pressure_indicators_2022_2025_all_scenarios.xlsx
2025 | 30 | GIR90_ISW_EF_H | 552 | 389 | 0 | 0 | 1 | 0 | 0 | 0 | 0 | 0 | 0 | 40 | 49.2915 | 57.2183 | ≤5% | ≤1 m | pressure_indicators_2022_2025_all_scenarios.xlsx
2025 | 30 | GIR90_ISW_EF_H | 554 | 376 | 0 | 0 | 1 | 0 | 0 | 0 | 0 | 0 | 0 | 40 | 40.3902 | 48.133 | ≤5% | ≤1 m | pressure_indicators_2022_2025_all_scenarios.xlsx
2025 | 30 | GIR90_ISW_EF_H | 556 | 399 | 6 | 0.015038 | 0.98496 | 0.011461 | 0.76215 | 1.5416 | 0.00028652 | 0.019054 | 0.032422 | 40 | 38.4584 | 45.8477 | ≤5% | ≤1 m | pressure_indicators_2022_2025_all_scenarios.xlsx
2025 | 30 | GIR90_ISW_EF_H | 558 | 369 | 289 | 0.7832 | 0.2168 | 2.3245 | 2.968 | 9.7509 | 0.058113 | 0.0742 | 0.12284 | 40 | 30.2491 | 37.8482 | >20% | 1–3 m | pressure_indicators_2022_2025_all_scenarios.xlsx
2025 | 30 | GIR90_ISW_EF_H | 562 | 391 | 0 | 0 | 1 | 0 | 0 | 0 | 0 | 0 | 0 | 40 | 42.6173 | 50.0125 | ≤5% | ≤1 m | pressure_indicators_2022_2025_all_scenarios.xlsx
2025 | 30 | GIR90_ISW_EF_H | 571 | 392 | 0 | 0 | 1 | 0 | 0 | 0 | 0 | 0 | 0 | 40 | 77.3943 | 79.0733 | ≤5% | ≤1 m | pressure_indicators_2022_2025_all_scenarios.xlsx
2025 | 30 | GIR90_ISW_EF_H | 580 | 390 | 0 | 0 | 1 | 0 | 0 | 0 | 0 | 0 | 0 | 40 | 63.6129 | 66.3374 | ≤5% | ≤1 m | pressure_indicators_2022_2025_all_scenarios.xlsx
2025 | 30 | GIR90_ISW_EF_H | 593 | 388 | 0 | 0 | 1 | 0 | 0 | 0 | 0 | 0 | 0 | 40 | 43.1994 | 45.5464 | ≤5% | ≤1 m | pressure_indicators_2022_2025_all_scenarios.xlsx
2025 | 30 | GIR90_ISW_EF_H | 595 | 372 | 0 | 0 | 1 | 0 | 0 | 0 | 0 | 0 | 0 | 40 | 43.9353 | 45.5827 | ≤5% | ≤1 m | pressure_indicators_2022_2025_all_scenarios.xlsx
2025 | 30 | GIR90_ISW_EF_H | 597 | 379 | 0 | 0 | 1 | 0 | 0 | 0 | 0 | 0 | 0 | 40 | 72.6979 | 74.638 | ≤5% | ≤1 m | pressure_indicators_2022_2025_all_scenarios.xlsx
2025 | 30 | GIR90_ISW_EF_H | 599 | 385 | 0 | 0 | 1 | 0 | 0 | 0 | 0 | 0 | 0 | 40 | 73.0885 | 74.9602 | ≤5% | ≤1 m | pressure_indicators_2022_2025_all_scenarios.xlsx
2025 | 40 | GIR90_ISW_EF_L | 135 | 378 | 0 | 0 | 1 | 0 | 0 | 0 | 0 | 0 | 0 | 40 | 73.5552 | 73.7303 | ≤5% | ≤1 m | pressure_indicators_2022_2025_all_scenarios.xlsx
2025 | 40 | GIR90_ISW_EF_L | 139 | 370 | 0 | 0 | 1 | 0 | 0 | 0 | 0 | 0 | 0 | 40 | 68.6812 | 68.962 | ≤5% | ≤1 m | pressure_indicators_2022_2025_all_scenarios.xlsx
2025 | 40 | GIR90_ISW_EF_L | 145 | 414 | 0 | 0 | 1 | 0 | 0 | 0 | 0 | 0 | 0 | 40 | 62.7866 | 72.6834 | ≤5% | ≤1 m | pressure_indicators_2022_2025_all_scenarios.xlsx
2025 | 40 | GIR90_ISW_EF_L | 149 | 386 | 0 | 0 | 1 | 0 | 0 | 0 | 0 | 0 | 0 | 40 | 47.8865 | 57.4039 | ≤5% | ≤1 m | pressure_indicators_2022_2025_all_scenarios.xlsx
2025 | 40 | GIR90_ISW_EF_L | 153 | 398 | 0 | 0 | 1 | 0 | 0 | 0 | 0 | 0 | 0 | 40 | 53.0807 | 62.7117 | ≤5% | ≤1 m | pressure_indicators_2022_2025_all_scenarios.xlsx
2025 | 40 | GIR90_ISW_EF_L | 161 | 342 | 0 | 0 | 1 | 0 | 0 | 0 | 0 | 0 | 0 | 40 | 69.9363 | 77.6575 | ≤5% | ≤1 m | pressure_indicators_2022_2025_all_scenarios.xlsx
2025 | 40 | GIR90_ISW_EF_L | 165 | 371 | 0 | 0 | 1 | 0 | 0 | 0 | 0 | 0 | 0 | 40 | 77.6903 | 84.0209 | ≤5% | ≤1 m | pressure_indicators_2022_2025_all_scenarios.xlsx
2025 | 40 | GIR90_ISW_EF_L | 169 | 384 | 0 | 0 | 1 | 0 | 0 | 0 | 0 | 0 | 0 | 40 | 78.7733 | 84.8088 | ≤5% | ≤1 m | pressure_indicators_2022_2025_all_scenarios.xlsx
2025 | 40 | GIR90_ISW_EF_L | 173 | 390 | 0 | 0 | 1 | 0 | 0 | 0 | 0 | 0 | 0 | 40 | 76.3777 | 82.0889 | ≤5% | ≤1 m | pressure_indicators_2022_2025_all_scenarios.xlsx
2025 | 40 | GIR90_ISW_EF_L | 177 | 401 | 0 | 0 | 1 | 0 | 0 | 0 | 0 | 0 | 0 | 40 | 47.8547 | 57.7738 | ≤5% | ≤1 m | pressure_indicators_2022_2025_all_scenarios.xlsx
2025 | 40 | GIR90_ISW_EF_L | 181 | 378 | 0 | 0 | 1 | 0 | 0 | 0 | 0 | 0 | 0 | 40 | 74.6942 | 79.9309 | ≤5% | ≤1 m | pressure_indicators_2022_2025_all_scenarios.xlsx
2025 | 40 | GIR90_ISW_EF_L | 189 | 410 | 0 | 0 | 1 | 0 | 0 | 0 | 0 | 0 | 0 | 40 | 69.3135 | 73.4466 | ≤5% | ≤1 m | pressure_indicators_2022_2025_all_scenarios.xlsx
2025 | 40 | GIR90_ISW_EF_L | 193 | 416 | 0 | 0 | 1 | 0 | 0 | 0 | 0 | 0 | 0 | 40 | 58.4146 | 67.6519 | ≤5% | ≤1 m | pressure_indicators_2022_2025_all_scenarios.xlsx
2025 | 40 | GIR90_ISW_EF_L | 207 | 386 | 0 | 0 | 1 | 0 | 0 | 0 | 0 | 0 | 0 | 40 | 62.5548 | 63.9827 | ≤5% | ≤1 m | pressure_indicators_2022_2025_all_scenarios.xlsx
2025 | 40 | GIR90_ISW_EF_L | 211 | 396 | 0 | 0 | 1 | 0 | 0 | 0 | 0 | 0 | 0 | 40 | 52.297 | 57.7455 | ≤5% | ≤1 m | pressure_indicators_2022_2025_all_scenarios.xlsx
2025 | 40 | GIR90_ISW_EF_L | 216 | 407 | 0 | 0 | 1 | 0 | 0 | 0 | 0 | 0 | 0 | 40 | 63.2116 | 64.6167 | ≤5% | ≤1 m | pressure_indicators_2022_2025_all_scenarios.xlsx
2025 | 40 | GIR90_ISW_EF_L | 220 | 401 | 0 | 0 | 1 | 0 | 0 | 0 | 0 | 0 | 0 | 40 | 59.9424 | 65.6375 | ≤5% | ≤1 m | pressure_indicators_2022_2025_all_scenarios.xlsx
2025 | 40 | GIR90_ISW_EF_L | 224 | 392 | 0 | 0 | 1 | 0 | 0 | 0 | 0 | 0 | 0 | 40 | 63.4813 | 67.3825 | ≤5% | ≤1 m | pressure_indicators_2022_2025_all_scenarios.xlsx
2025 | 40 | GIR90_ISW_EF_L | 228 | 368 | 0 | 0 | 1 | 0 | 0 | 0 | 0 | 0 | 0 | 40 | 67.9652 | 71.6128 | ≤5% | ≤1 m | pressure_indicators_2022_2025_all_scenarios.xlsx
2025 | 40 | GIR90_ISW_EF_L | 232 | 387 | 0 | 0 | 1 | 0 | 0 | 0 | 0 | 0 | 0 | 40 | 82.3215 | 83.2997 | ≤5% | ≤1 m | pressure_indicators_2022_2025_all_scenarios.xlsx
2025 | 40 | GIR90_ISW_EF_L | 234 | 380 | 0 | 0 | 1 | 0 | 0 | 0 | 0 | 0 | 0 | 40 | 44.9389 | 46.3964 | ≤5% | ≤1 m | pressure_indicators_2022_2025_all_scenarios.xlsx
2025 | 40 | GIR90_ISW_EF_L | 238 | 384 | 0 | 0 | 1 | 0 | 0 | 0 | 0 | 0 | 0 | 40 | 65.3697 | 67.756 | ≤5% | ≤1 m | pressure_indicators_2022_2025_all_scenarios.xlsx
2025 | 40 | GIR90_ISW_EF_L | 243 | 382 | 0 | 0 | 1 | 0 | 0 | 0 | 0 | 0 | 0 | 40 | 61.5899 | 62.6552 | ≤5% | ≤1 m | pressure_indicators_2022_2025_all_scenarios.xlsx
2025 | 40 | GIR90_ISW_EF_L | 248 | 368 | 0 | 0 | 1 | 0 | 0 | 0 | 0 | 0 | 0 | 40 | 68.4766 | 68.8882 | ≤5% | ≤1 m | pressure_indicators_2022_2025_all_scenarios.xlsx
2025 | 40 | GIR90_ISW_EF_L | 253 | 370 | 0 | 0 | 1 | 0 | 0 | 0 | 0 | 0 | 0 | 40 | 75.8276 | 76.4524 | ≤5% | ≤1 m | pressure_indicators_2022_2025_all_scenarios.xlsx
2025 | 40 | GIR90_ISW_EF_L | 266 | 403 | 0 | 0 | 1 | 0 | 0 | 0 | 0 | 0 | 0 | 40 | 78.6173 | 80.2462 | ≤5% | ≤1 m | pressure_indicators_2022_2025_all_scenarios.xlsx
2025 | 40 | GIR90_ISW_EF_L | 270 | 373 | 0 | 0 | 1 | 0 | 0 | 0 | 0 | 0 | 0 | 40 | 58.5087 | 60.4374 | ≤5% | ≤1 m | pressure_indicators_2022_2025_all_scenarios.xlsx
2025 | 40 | GIR90_ISW_EF_L | 274 | 388 | 0 | 0 | 1 | 0 | 0 | 0 | 0 | 0 | 0 | 40 | 72.4859 | 74.3623 | ≤5% | ≤1 m | pressure_indicators_2022_2025_all_scenarios.xlsx
2025 | 40 | GIR90_ISW_EF_L | 278 | 383 | 0 | 0 | 1 | 0 | 0 | 0 | 0 | 0 | 0 | 40 | 51.7381 | 54.0671 | ≤5% | ≤1 m | pressure_indicators_2022_2025_all_scenarios.xlsx
2025 | 40 | GIR90_ISW_EF_L | 282 | 393 | 0 | 0 | 1 | 0 | 0 | 0 | 0 | 0 | 0 | 40 | 80.1637 | 84.1962 | ≤5% | ≤1 m | pressure_indicators_2022_2025_all_scenarios.xlsx
2025 | 40 | GIR90_ISW_EF_L | 286 | 354 | 0 | 0 | 1 | 0 | 0 | 0 | 0 | 0 | 0 | 40 | 79.6352 | 82.3614 | ≤5% | ≤1 m | pressure_indicators_2022_2025_all_scenarios.xlsx
2025 | 40 | GIR90_ISW_EF_L | 290 | 408 | 0 | 0 | 1 | 0 | 0 | 0 | 0 | 0 | 0 | 40 | 84.4584 | 86.8544 | ≤5% | ≤1 m | pressure_indicators_2022_2025_all_scenarios.xlsx
2025 | 40 | GIR90_ISW_EF_L | 294 | 387 | 0 | 0 | 1 | 0 | 0 | 0 | 0 | 0 | 0 | 40 | 82.4138 | 84.3535 | ≤5% | ≤1 m | pressure_indicators_2022_2025_all_scenarios.xlsx
2025 | 40 | GIR90_ISW_EF_L | 302 | 375 | 0 | 0 | 1 | 0 | 0 | 0 | 0 | 0 | 0 | 40 | 82.7112 | 84.8355 | ≤5% | ≤1 m | pressure_indicators_2022_2025_all_scenarios.xlsx
2025 | 40 | GIR90_ISW_EF_L | 306 | 372 | 0 | 0 | 1 | 0 | 0 | 0 | 0 | 0 | 0 | 40 | 66.8919 | 69.0984 | ≤5% | ≤1 m | pressure_indicators_2022_2025_all_scenarios.xlsx
2025 | 40 | GIR90_ISW_EF_L | 310 | 403 | 0 | 0 | 1 | 0 | 0 | 0 | 0 | 0 | 0 | 40 | 40.6129 | 45.7666 | ≤5% | ≤1 m | pressure_indicators_2022_2025_all_scenarios.xlsx
2025 | 40 | GIR90_ISW_EF_L | 314 | 372 | 0 | 0 | 1 | 0 | 0 | 0 | 0 | 0 | 0 | 40 | 54.4455 | 60.1354 | ≤5% | ≤1 m | pressure_indicators_2022_2025_all_scenarios.xlsx
2025 | 40 | GIR90_ISW_EF_L | 318 | 379 | 0 | 0 | 1 | 0 | 0 | 0 | 0 | 0 | 0 | 40 | 59.3851 | 63.0624 | ≤5% | ≤1 m | pressure_indicators_2022_2025_all_scenarios.xlsx
2025 | 40 | GIR90_ISW_EF_L | 323 | 355 | 0 | 0 | 1 | 0 | 0 | 0 | 0 | 0 | 0 | 40 | 59.1567 | 63.2396 | ≤5% | ≤1 m | pressure_indicators_2022_2025_all_scenarios.xlsx
2025 | 40 | GIR90_ISW_EF_L | 327 | 362 | 0 | 0 | 1 | 0 | 0 | 0 | 0 | 0 | 0 | 40 | 58.8913 | 62.3073 | ≤5% | ≤1 m | pressure_indicators_2022_2025_all_scenarios.xlsx
2025 | 40 | GIR90_ISW_EF_L | 331 | 362 | 0 | 0 | 1 | 0 | 0 | 0 | 0 | 0 | 0 | 40 | 54.3503 | 63.0788 | ≤5% | ≤1 m | pressure_indicators_2022_2025_all_scenarios.xlsx
2025 | 40 | GIR90_ISW_EF_L | 333 | 413 | 0 | 0 | 1 | 0 | 0 | 0 | 0 | 0 | 0 | 40 | 57.4582 | 66.9024 | ≤5% | ≤1 m | pressure_indicators_2022_2025_all_scenarios.xlsx
2025 | 40 | GIR90_ISW_EF_L | 338 | 412 | 0 | 0 | 1 | 0 | 0 | 0 | 0 | 0 | 0 | 40 | 59.7613 | 68.4278 | ≤5% | ≤1 m | pressure_indicators_2022_2025_all_scenarios.xlsx
2025 | 40 | GIR90_ISW_EF_L | 342 | 411 | 0 | 0 | 1 | 0 | 0 | 0 | 0 | 0 | 0 | 40 | 62.7147 | 69.1817 | ≤5% | ≤1 m | pressure_indicators_2022_2025_all_scenarios.xlsx
2025 | 40 | GIR90_ISW_EF_L | 346 | 391 | 0 | 0 | 1 | 0 | 0 | 0 | 0 | 0 | 0 | 40 | 56.0466 | 58.9859 | ≤5% | ≤1 m | pressure_indicators_2022_2025_all_scenarios.xlsx
2025 | 40 | GIR90_ISW_EF_L | 350 | 405 | 0 | 0 | 1 | 0 | 0 | 0 | 0 | 0 | 0 | 40 | 57.9199 | 63.3629 | ≤5% | ≤1 m | pressure_indicators_2022_2025_all_scenarios.xlsx
2025 | 40 | GIR90_ISW_EF_L | 360 | 382 | 0 | 0 | 1 | 0 | 0 | 0 | 0 | 0 | 0 | 40 | 60.794 | 66.2114 | ≤5% | ≤1 m | pressure_indicators_2022_2025_all_scenarios.xlsx
2025 | 40 | GIR90_ISW_EF_L | 364 | 381 | 0 | 0 | 1 | 0 | 0 | 0 | 0 | 0 | 0 | 40 | 68.7029 | 72.2292 | ≤5% | ≤1 m | pressure_indicators_2022_2025_all_scenarios.xlsx
2025 | 40 | GIR90_ISW_EF_L | 372 | 385 | 0 | 0 | 1 | 0 | 0 | 0 | 0 | 0 | 0 | 40 | 70.204 | 71.8087 | ≤5% | ≤1 m | pressure_indicators_2022_2025_all_scenarios.xlsx
2025 | 40 | GIR90_ISW_EF_L | 381 | 402 | 0 | 0 | 1 | 0 | 0 | 0 | 0 | 0 | 0 | 40 | 62.189 | 63.5618 | ≤5% | ≤1 m | pressure_indicators_2022_2025_all_scenarios.xlsx
2025 | 40 | GIR90_ISW_EF_L | 385 | 396 | 0 | 0 | 1 | 0 | 0 | 0 | 0 | 0 | 0 | 40 | 49.6417 | 52.6486 | ≤5% | ≤1 m | pressure_indicators_2022_2025_all_scenarios.xlsx
2025 | 40 | GIR90_ISW_EF_L | 389 | 410 | 0 | 0 | 1 | 0 | 0 | 0 | 0 | 0 | 0 | 40 | 51.0208 | 52.6522 | ≤5% | ≤1 m | pressure_indicators_2022_2025_all_scenarios.xlsx
2025 | 40 | GIR90_ISW_EF_L | 393 | 378 | 0 | 0 | 1 | 0 | 0 | 0 | 0 | 0 | 0 | 40 | 50.9014 | 53.1077 | ≤5% | ≤1 m | pressure_indicators_2022_2025_all_scenarios.xlsx
2025 | 40 | GIR90_ISW_EF_L | 397 | 378 | 0 | 0 | 1 | 0 | 0 | 0 | 0 | 0 | 0 | 40 | 64.994 | 66.504 | ≤5% | ≤1 m | pressure_indicators_2022_2025_all_scenarios.xlsx
2025 | 40 | GIR90_ISW_EF_L | 401 | 388 | 0 | 0 | 1 | 0 | 0 | 0 | 0 | 0 | 0 | 40 | 72.4219 | 74.0831 | ≤5% | ≤1 m | pressure_indicators_2022_2025_all_scenarios.xlsx
2025 | 40 | GIR90_ISW_EF_L | 405 | 352 | 0 | 0 | 1 | 0 | 0 | 0 | 0 | 0 | 0 | 40 | 63.0119 | 64.981 | ≤5% | ≤1 m | pressure_indicators_2022_2025_all_scenarios.xlsx
2025 | 40 | GIR90_ISW_EF_L | 409 | 388 | 0 | 0 | 1 | 0 | 0 | 0 | 0 | 0 | 0 | 40 | 63.8942 | 65.9964 | ≤5% | ≤1 m | pressure_indicators_2022_2025_all_scenarios.xlsx
2025 | 40 | GIR90_ISW_EF_L | 414 | 386 | 0 | 0 | 1 | 0 | 0 | 0 | 0 | 0 | 0 | 40 | 49.9622 | 52.1824 | ≤5% | ≤1 m | pressure_indicators_2022_2025_all_scenarios.xlsx
2025 | 40 | GIR90_ISW_EF_L | 419 | 383 | 0 | 0 | 1 | 0 | 0 | 0 | 0 | 0 | 0 | 40 | 58.0414 | 60.6586 | ≤5% | ≤1 m | pressure_indicators_2022_2025_all_scenarios.xlsx
2025 | 40 | GIR90_ISW_EF_L | 423 | 363 | 0 | 0 | 1 | 0 | 0 | 0 | 0 | 0 | 0 | 40 | 60.1406 | 62.6056 | ≤5% | ≤1 m | pressure_indicators_2022_2025_all_scenarios.xlsx
2025 | 40 | GIR90_ISW_EF_L | 428 | 390 | 0 | 0 | 1 | 0 | 0 | 0 | 0 | 0 | 0 | 40 | 61.3425 | 64.1607 | ≤5% | ≤1 m | pressure_indicators_2022_2025_all_scenarios.xlsx
2025 | 40 | GIR90_ISW_EF_L | 434 | 369 | 0 | 0 | 1 | 0 | 0 | 0 | 0 | 0 | 0 | 40 | 61.5578 | 64.1829 | ≤5% | ≤1 m | pressure_indicators_2022_2025_all_scenarios.xlsx
2025 | 40 | GIR90_ISW_EF_L | 438 | 398 | 0 | 0 | 1 | 0 | 0 | 0 | 0 | 0 | 0 | 40 | 60.6213 | 63.8122 | ≤5% | ≤1 m | pressure_indicators_2022_2025_all_scenarios.xlsx
2025 | 40 | GIR90_ISW_EF_L | 508 | 356 | 0 | 0 | 1 | 0 | 0 | 0 | 0 | 0 | 0 | 40 | 56.3457 | 61.528 | ≤5% | ≤1 m | pressure_indicators_2022_2025_all_scenarios.xlsx
2025 | 40 | GIR90_ISW_EF_L | 510 | 388 | 0 | 0 | 1 | 0 | 0 | 0 | 0 | 0 | 0 | 40 | 46.1029 | 52.7722 | ≤5% | ≤1 m | pressure_indicators_2022_2025_all_scenarios.xlsx
2025 | 40 | GIR90_ISW_EF_L | 512 | 382 | 0 | 0 | 1 | 0 | 0 | 0 | 0 | 0 | 0 | 40 | 52.0618 | 59.0058 | ≤5% | ≤1 m | pressure_indicators_2022_2025_all_scenarios.xlsx
2025 | 40 | GIR90_ISW_EF_L | 514 | 403 | 0 | 0 | 1 | 0 | 0 | 0 | 0 | 0 | 0 | 40 | 51.7578 | 58.3014 | ≤5% | ≤1 m | pressure_indicators_2022_2025_all_scenarios.xlsx
2025 | 40 | GIR90_ISW_EF_L | 516 | 383 | 0 | 0 | 1 | 0 | 0 | 0 | 0 | 0 | 0 | 40 | 50.6284 | 56.6789 | ≤5% | ≤1 m | pressure_indicators_2022_2025_all_scenarios.xlsx
2025 | 40 | GIR90_ISW_EF_L | 518 | 393 | 0 | 0 | 1 | 0 | 0 | 0 | 0 | 0 | 0 | 40 | 50.3451 | 57.4083 | ≤5% | ≤1 m | pressure_indicators_2022_2025_all_scenarios.xlsx
2025 | 40 | GIR90_ISW_EF_L | 520 | 393 | 0 | 0 | 1 | 0 | 0 | 0 | 0 | 0 | 0 | 40 | 48.6683 | 55.6938 | ≤5% | ≤1 m | pressure_indicators_2022_2025_all_scenarios.xlsx
2025 | 40 | GIR90_ISW_EF_L | 522 | 378 | 0 | 0 | 1 | 0 | 0 | 0 | 0 | 0 | 0 | 40 | 45.7635 | 52.26 | ≤5% | ≤1 m | pressure_indicators_2022_2025_all_scenarios.xlsx
2025 | 40 | GIR90_ISW_EF_L | 524 | 377 | 0 | 0 | 1 | 0 | 0 | 0 | 0 | 0 | 0 | 40 | 44.2829 | 51.0243 | ≤5% | ≤1 m | pressure_indicators_2022_2025_all_scenarios.xlsx
2025 | 40 | GIR90_ISW_EF_L | 526 | 414 | 0 | 0 | 1 | 0 | 0 | 0 | 0 | 0 | 0 | 40 | 46.7615 | 53.1401 | ≤5% | ≤1 m | pressure_indicators_2022_2025_all_scenarios.xlsx
2025 | 40 | GIR90_ISW_EF_L | 528 | 372 | 0 | 0 | 1 | 0 | 0 | 0 | 0 | 0 | 0 | 40 | 48.7739 | 55.6283 | ≤5% | ≤1 m | pressure_indicators_2022_2025_all_scenarios.xlsx
2025 | 40 | GIR90_ISW_EF_L | 530 | 375 | 0 | 0 | 1 | 0 | 0 | 0 | 0 | 0 | 0 | 40 | 50.2295 | 56.5365 | ≤5% | ≤1 m | pressure_indicators_2022_2025_all_scenarios.xlsx
2025 | 40 | GIR90_ISW_EF_L | 532 | 393 | 0 | 0 | 1 | 0 | 0 | 0 | 0 | 0 | 0 | 40 | 47.995 | 55.0254 | ≤5% | ≤1 m | pressure_indicators_2022_2025_all_scenarios.xlsx
2025 | 40 | GIR90_ISW_EF_L | 534 | 421 | 0 | 0 | 1 | 0 | 0 | 0 | 0 | 0 | 0 | 40 | 42.1729 | 48.6894 | ≤5% | ≤1 m | pressure_indicators_2022_2025_all_scenarios.xlsx
2025 | 40 | GIR90_ISW_EF_L | 536 | 387 | 0 | 0 | 1 | 0 | 0 | 0 | 0 | 0 | 0 | 40 | 42.9262 | 50.1181 | ≤5% | ≤1 m | pressure_indicators_2022_2025_all_scenarios.xlsx
2025 | 40 | GIR90_ISW_EF_L | 538 | 393 | 0 | 0 | 1 | 0 | 0 | 0 | 0 | 0 | 0 | 40 | 41.099 | 47.8865 | ≤5% | ≤1 m | pressure_indicators_2022_2025_all_scenarios.xlsx
2025 | 40 | GIR90_ISW_EF_L | 540 | 394 | 0 | 0 | 1 | 0 | 0 | 0 | 0 | 0 | 0 | 40 | 42.4923 | 49.7465 | ≤5% | ≤1 m | pressure_indicators_2022_2025_all_scenarios.xlsx
2025 | 40 | GIR90_ISW_EF_L | 542 | 367 | 0 | 0 | 1 | 0 | 0 | 0 | 0 | 0 | 0 | 40 | 40.5057 | 47.5582 | ≤5% | ≤1 m | pressure_indicators_2022_2025_all_scenarios.xlsx
2025 | 40 | GIR90_ISW_EF_L | 544 | 385 | 0 | 0 | 1 | 0 | 0 | 0 | 0 | 0 | 0 | 40 | 49.7155 | 56.8335 | ≤5% | ≤1 m | pressure_indicators_2022_2025_all_scenarios.xlsx
2025 | 40 | GIR90_ISW_EF_L | 546 | 361 | 0 | 0 | 1 | 0 | 0 | 0 | 0 | 0 | 0 | 40 | 50.7301 | 57.7072 | ≤5% | ≤1 m | pressure_indicators_2022_2025_all_scenarios.xlsx
2025 | 40 | GIR90_ISW_EF_L | 548 | 392 | 0 | 0 | 1 | 0 | 0 | 0 | 0 | 0 | 0 | 40 | 50.555 | 57.0297 | ≤5% | ≤1 m | pressure_indicators_2022_2025_all_scenarios.xlsx
2025 | 40 | GIR90_ISW_EF_L | 550 | 375 | 0 | 0 | 1 | 0 | 0 | 0 | 0 | 0 | 0 | 40 | 62.6171 | 69.2198 | ≤5% | ≤1 m | pressure_indicators_2022_2025_all_scenarios.xlsx
2025 | 40 | GIR90_ISW_EF_L | 552 | 394 | 0 | 0 | 1 | 0 | 0 | 0 | 0 | 0 | 0 | 40 | 50.1455 | 57.1347 | ≤5% | ≤1 m | pressure_indicators_2022_2025_all_scenarios.xlsx
2025 | 40 | GIR90_ISW_EF_L | 554 | 394 | 0 | 0 | 1 | 0 | 0 | 0 | 0 | 0 | 0 | 40 | 41.0185 | 48.2139 | ≤5% | ≤1 m | pressure_indicators_2022_2025_all_scenarios.xlsx
2025 | 40 | GIR90_ISW_EF_L | 556 | 376 | 3 | 0.0079787 | 0.99202 | 0.0048383 | 0.6064 | 1.1642 | 0.00012096 | 0.01516 | 0.023014 | 40 | 38.8358 | 45.9177 | ≤5% | ≤1 m | pressure_indicators_2022_2025_all_scenarios.xlsx
2025 | 40 | GIR90_ISW_EF_L | 558 | 379 | 292 | 0.77045 | 0.22955 | 2.2015 | 2.8574 | 9.201 | 0.055037 | 0.071435 | 0.11295 | 40 | 30.799 | 38.0233 | >20% | 1–3 m | pressure_indicators_2022_2025_all_scenarios.xlsx
2025 | 40 | GIR90_ISW_EF_L | 562 | 374 | 0 | 0 | 1 | 0 | 0 | 0 | 0 | 0 | 0 | 40 | 43.1556 | 50.061 | ≤5% | ≤1 m | pressure_indicators_2022_2025_all_scenarios.xlsx
2025 | 40 | GIR90_ISW_EF_L | 571 | 385 | 0 | 0 | 1 | 0 | 0 | 0 | 0 | 0 | 0 | 40 | 77.6469 | 79.0929 | ≤5% | ≤1 m | pressure_indicators_2022_2025_all_scenarios.xlsx
2025 | 40 | GIR90_ISW_EF_L | 580 | 380 | 0 | 0 | 1 | 0 | 0 | 0 | 0 | 0 | 0 | 40 | 63.6735 | 66.618 | ≤5% | ≤1 m | pressure_indicators_2022_2025_all_scenarios.xlsx
2025 | 40 | GIR90_ISW_EF_L | 593 | 380 | 0 | 0 | 1 | 0 | 0 | 0 | 0 | 0 | 0 | 40 | 43.1739 | 45.4033 | ≤5% | ≤1 m | pressure_indicators_2022_2025_all_scenarios.xlsx
2025 | 40 | GIR90_ISW_EF_L | 595 | 408 | 0 | 0 | 1 | 0 | 0 | 0 | 0 | 0 | 0 | 40 | 43.9098 | 45.5615 | ≤5% | ≤1 m | pressure_indicators_2022_2025_all_scenarios.xlsx
2025 | 40 | GIR90_ISW_EF_L | 597 | 373 | 0 | 0 | 1 | 0 | 0 | 0 | 0 | 0 | 0 | 40 | 72.5987 | 74.5862 | ≤5% | ≤1 m | pressure_indicators_2022_2025_all_scenarios.xlsx
2025 | 40 | GIR90_ISW_EF_L | 599 | 386 | 0 | 0 | 1 | 0 | 0 | 0 | 0 | 0 | 0 | 40 | 72.9892 | 74.966 | ≤5% | ≤1 m | pressure_indicators_2022_2025_all_scenarios.xlsx

## C_CRITICAL_HYDRANTS
Subsystem C — critical hydrant ranking
Ranking of hydrants/outlets with recurring or severe pressure failures across years and scenarios.
Hydrant ID | Years with failure | Scenarios with failure | Scenario-year failures | Total failure records | Mean failure frequency | Max failure frequency | Mean failure deficit (m) | Max pressure deficit (m) | Mean relative deficit in failures | Max critical relative deficit P80 | Years | Scenario names
558 | 10 | 5 | 40 | 15761 | 0.83354 | 0.90458 | 2.5496 | 13.1057 | 0.063739 | 0.12512 | 2016, 2017, 2018, 2019, 2020, 2021, 2022, 2023, 2024, 2025 | GIR50_ISW_EF_H, GIR50_ISW_EF_L, GIR90_ISW_EF, GIR90_ISW_EF_H, GIR90_ISW_EF_L
350 | 6 | 4 | 24 | 6657 | 0.52739 | 0.5709 | 20.4271 | 22.5387 | 0.51068 | 0.52633 | 2016, 2017, 2018, 2019, 2020, 2021 | GIR50_ISW_EF_H, GIR50_ISW_EF_L, GIR90_ISW_EF_H, GIR90_ISW_EF_L
364 | 6 | 4 | 24 | 6657 | 0.52924 | 0.55904 | 12.8822 | 14.9938 | 0.32205 | 0.33771 | 2016, 2017, 2018, 2019, 2020, 2021 | GIR50_ISW_EF_H, GIR50_ISW_EF_L, GIR90_ISW_EF_H, GIR90_ISW_EF_L
556 | 6 | 4 | 18 | 87 | 0.012616 | 0.024324 | 0.98351 | 5.1334 | 0.024588 | 0.064742 | 2016, 2019, 2022, 2023, 2024, 2025 | GIR50_ISW_EF_H, GIR50_ISW_EF_L, GIR90_ISW_EF, GIR90_ISW_EF_H
542 | 4 | 4 | 12 | 15 | 0.0032185 | 0.0051282 | 1.1229 | 3.5039 | 0.028073 | 0.087598 | 2022, 2023, 2024, 2025 | GIR50_ISW_EF_H, GIR50_ISW_EF_L, GIR90_ISW_EF, GIR90_ISW_EF_H
554 | 4 | 3 | 7 | 8 | 0.0030075 | 0.0052632 | 1.0675 | 3.001 | 0.026687 | 0.075026 | 2022, 2023, 2024, 2025 | GIR50_ISW_EF_H, GIR50_ISW_EF_L, GIR90_ISW_EF_H
538 | 3 | 4 | 7 | 8 | 0.0029919 | 0.0052493 | 0.9239 | 2.9006 | 0.023097 | 0.072515 | 2022, 2023, 2025 | GIR50_ISW_EF_H, GIR50_ISW_EF_L, GIR90_ISW_EF, GIR90_ISW_EF_H
534 | 3 | 3 | 4 | 5 | 0.0033051 | 0.00489 | 0.90216 | 1.5763 | 0.022554 | 0.039408 | 2022, 2023, 2025 | GIR50_ISW_EF_H, GIR50_ISW_EF_L, GIR90_ISW_EF
540 | 2 | 2 | 2 | 3 | 0.003955 | 0.0054348 | 0.895 | 1.5158 | 0.022375 | 0.037896 | 2022, 2023 | GIR50_ISW_EF_H, GIR50_ISW_EF_L
562 | 2 | 2 | 2 | 2 | 0.0026492 | 0.0026738 | 0.5519 | 0.72412 | 0.013798 | 0.018103 | 2022, 2025 | GIR50_ISW_EF_H, GIR50_ISW_EF_L
310 | 2 | 2 | 2 | 2 | 0.0025718 | 0.0026247 | 0.31268 | 0.32263 | 0.0078169 | 0.0080657 | 2022, 2023 | GIR50_ISW_EF_L, GIR90_ISW_EF_H
536 | 1 | 1 | 1 | 1 | 0.002551 | 0.002551 | 0.52805 | 0.52805 | 0.013201 | 0.013201 | 2025 | GIR50_ISW_EF_L

## C_INPUT_PREPROCESSED
Subsystem C — input pre-processed network indicators
Compact outputs from the Python pre-processing routine. These values are the input to Excel-based Subsystem C calculations.
Editable input table generated by Python; formulas are not hidden. Add new rows for future 30-year horizons.
Year | Scenario code | Scenario name | Total open records | Total service nodes | Failed records | Failed hydrants | Failed hydrant exposure | Overall failure frequency | Overall pressure reliability | Overall relative pressure deficit | Critical hydrant deficit P80 | Mean failure deficit (m) | Maximum pressure deficit (m) | Source workbook
2016 | 10 | GIR50_ISW_EF_H | 41300 | 79 | 925 | 4 | 0.050633 | 0.022397 | 0.9776 | 0.0057237 | 0.50121 | 10.2223 | 21.8752 | pressure_indicators_2016_2021_all_scenarios.xlsx
2016 | 20 | GIR50_ISW_EF_L | 41300 | 79 | 985 | 3 | 0.037975 | 0.02385 | 0.97615 | 0.0061981 | 0.50078 | 10.3952 | 21.9505 | pressure_indicators_2016_2021_all_scenarios.xlsx
2016 | 30 | GIR90_ISW_EF_H | 41300 | 79 | 1002 | 3 | 0.037975 | 0.024262 | 0.97574 | 0.0059731 | 0.49772 | 9.8478 | 22.0273 | pressure_indicators_2016_2021_all_scenarios.xlsx
2016 | 40 | GIR90_ISW_EF_L | 41300 | 79 | 1009 | 3 | 0.037975 | 0.024431 | 0.97557 | 0.0061568 | 0.49989 | 10.0804 | 22.2064 | pressure_indicators_2016_2021_all_scenarios.xlsx
2017 | 10 | GIR50_ISW_EF_H | 41300 | 79 | 988 | 3 | 0.037975 | 0.023923 | 0.97608 | 0.0062701 | 0.50162 | 10.484 | 22.3418 | pressure_indicators_2016_2021_all_scenarios.xlsx
2017 | 20 | GIR50_ISW_EF_L | 41300 | 79 | 1086 | 3 | 0.037975 | 0.026295 | 0.9737 | 0.0068519 | 0.50258 | 10.423 | 22.5387 | pressure_indicators_2016_2021_all_scenarios.xlsx
2017 | 30 | GIR90_ISW_EF_H | 41300 | 79 | 1029 | 3 | 0.037975 | 0.024915 | 0.97508 | 0.0063468 | 0.49905 | 10.1894 | 21.7742 | pressure_indicators_2016_2021_all_scenarios.xlsx
2017 | 40 | GIR90_ISW_EF_L | 41300 | 79 | 1024 | 3 | 0.037975 | 0.024794 | 0.97521 | 0.0064645 | 0.50092 | 10.429 | 22.0791 | pressure_indicators_2016_2021_all_scenarios.xlsx
2018 | 10 | GIR50_ISW_EF_H | 41300 | 79 | 1002 | 3 | 0.037975 | 0.024262 | 0.97574 | 0.0060859 | 0.49859 | 10.0338 | 22.1427 | pressure_indicators_2016_2021_all_scenarios.xlsx
2018 | 20 | GIR50_ISW_EF_L | 41300 | 79 | 1025 | 3 | 0.037975 | 0.024818 | 0.97518 | 0.0064503 | 0.4996 | 10.396 | 22.4895 | pressure_indicators_2016_2021_all_scenarios.xlsx
2018 | 30 | GIR90_ISW_EF_H | 41300 | 79 | 960 | 3 | 0.037975 | 0.023245 | 0.97676 | 0.0059223 | 0.50095 | 10.1913 | 22.2342 | pressure_indicators_2016_2021_all_scenarios.xlsx
2018 | 40 | GIR90_ISW_EF_L | 41300 | 79 | 989 | 3 | 0.037975 | 0.023947 | 0.97605 | 0.0059423 | 0.4983 | 9.9259 | 22.2377 | pressure_indicators_2016_2021_all_scenarios.xlsx
2019 | 10 | GIR50_ISW_EF_H | 41300 | 79 | 1063 | 3 | 0.037975 | 0.025738 | 0.97426 | 0.0065442 | 0.50074 | 10.1703 | 22.1335 | pressure_indicators_2016_2021_all_scenarios.xlsx
2019 | 20 | GIR50_ISW_EF_L | 41300 | 79 | 1063 | 3 | 0.037975 | 0.025738 | 0.97426 | 0.0065442 | 0.50074 | 10.1703 | 22.1335 | pressure_indicators_2016_2021_all_scenarios.xlsx
2019 | 30 | GIR90_ISW_EF_H | 41300 | 79 | 998 | 4 | 0.050633 | 0.024165 | 0.97584 | 0.0060954 | 0.49937 | 10.0898 | 22.233 | pressure_indicators_2016_2021_all_scenarios.xlsx
2019 | 40 | GIR90_ISW_EF_L | 41300 | 79 | 1021 | 3 | 0.037975 | 0.024722 | 0.97528 | 0.0064113 | 0.50222 | 10.3736 | 22.1924 | pressure_indicators_2016_2021_all_scenarios.xlsx
2020 | 10 | GIR50_ISW_EF_H | 41300 | 79 | 994 | 3 | 0.037975 | 0.024068 | 0.97593 | 0.0060283 | 0.49758 | 10.0188 | 22.1578 | pressure_indicators_2016_2021_all_scenarios.xlsx
2020 | 20 | GIR50_ISW_EF_L | 41300 | 79 | 1009 | 3 | 0.037975 | 0.024431 | 0.97557 | 0.0062546 | 0.5006 | 10.2404 | 22.2429 | pressure_indicators_2016_2021_all_scenarios.xlsx
2020 | 30 | GIR90_ISW_EF_H | 41300 | 79 | 1013 | 3 | 0.037975 | 0.024528 | 0.97547 | 0.0062614 | 0.49937 | 10.2112 | 22.0194 | pressure_indicators_2016_2021_all_scenarios.xlsx
2020 | 40 | GIR90_ISW_EF_L | 41300 | 79 | 978 | 3 | 0.037975 | 0.02368 | 0.97632 | 0.0058683 | 0.50022 | 9.9125 | 22.2073 | pressure_indicators_2016_2021_all_scenarios.xlsx
2021 | 10 | GIR50_ISW_EF_H | 41300 | 79 | 1006 | 3 | 0.037975 | 0.024358 | 0.97564 | 0.0062037 | 0.50079 | 10.1874 | 22.1775 | pressure_indicators_2016_2021_all_scenarios.xlsx
2021 | 20 | GIR50_ISW_EF_L | 41300 | 79 | 1059 | 3 | 0.037975 | 0.025642 | 0.97436 | 0.0067974 | 0.50194 | 10.6037 | 22.3519 | pressure_indicators_2016_2021_all_scenarios.xlsx
2021 | 30 | GIR90_ISW_EF_H | 41300 | 79 | 1074 | 3 | 0.037975 | 0.026005 | 0.974 | 0.0066498 | 0.50156 | 10.2286 | 22.2973 | pressure_indicators_2016_2021_all_scenarios.xlsx
2021 | 40 | GIR90_ISW_EF_L | 41300 | 79 | 971 | 3 | 0.037975 | 0.023511 | 0.97649 | 0.0058008 | 0.4992 | 9.8691 | 22.0812 | pressure_indicators_2016_2021_all_scenarios.xlsx
2022 | 10 | GIR50_ISW_EF_H | 37000 | 96 | 313 | 7 | 0.072917 | 0.0084595 | 0.99154 | 0.00056687 | 0.10653 | 2.6804 | 13.1057 | pressure_indicators_2022_2025_all_scenarios.xlsx
2022 | 20 | GIR50_ISW_EF_L | 37000 | 96 | 304 | 2 | 0.020833 | 0.0082162 | 0.99178 | 0.00059002 | 0.1092 | 2.8725 | 8.6663 | pressure_indicators_2022_2025_all_scenarios.xlsx
2022 | 30 | GIR90_ISW_EF_H | 37000 | 96 | 301 | 4 | 0.041667 | 0.0081351 | 0.99186 | 0.00057594 | 0.10471 | 2.8319 | 10.5006 | pressure_indicators_2022_2025_all_scenarios.xlsx
2022 | 40 | GIR90_ISW_EF_L | 37000 | 96 | 323 | 5 | 0.052083 | 0.0087297 | 0.99127 | 0.0005883 | 0.10558 | 2.6956 | 11.5724 | pressure_indicators_2022_2025_all_scenarios.xlsx
2023 | 10 | GIR50_ISW_EF_H | 37000 | 96 | 326 | 4 | 0.041667 | 0.0088108 | 0.99119 | 0.00059868 | 0.10384 | 2.7179 | 9.9308 | pressure_indicators_2022_2025_all_scenarios.xlsx
2023 | 20 | GIR50_ISW_EF_L | 37000 | 96 | 329 | 8 | 0.083333 | 0.0088919 | 0.99111 | 0.00062099 | 0.10318 | 2.7935 | 9.1846 | pressure_indicators_2022_2025_all_scenarios.xlsx
2023 | 30 | GIR90_ISW_EF_H | 37000 | 96 | 310 | 5 | 0.052083 | 0.0083784 | 0.99162 | 0.00057695 | 0.10707 | 2.7545 | 9.0724 | pressure_indicators_2022_2025_all_scenarios.xlsx
2023 | 40 | GIR90_ISW_EF_L | 37000 | 96 | 322 | 4 | 0.041667 | 0.0087027 | 0.9913 | 0.00066911 | 0.12444 | 3.0754 | 9.5622 | pressure_indicators_2022_2025_all_scenarios.xlsx
2024 | 10 | GIR50_ISW_EF_H | 37000 | 96 | 290 | 4 | 0.041667 | 0.0078378 | 0.99216 | 0.00055218 | 0.1148 | 2.818 | 9.4197 | pressure_indicators_2022_2025_all_scenarios.xlsx
2024 | 20 | GIR50_ISW_EF_L | 37000 | 96 | 299 | 4 | 0.041667 | 0.0080811 | 0.99192 | 0.00056688 | 0.11262 | 2.806 | 9.1125 | pressure_indicators_2022_2025_all_scenarios.xlsx
2024 | 30 | GIR90_ISW_EF_H | 37000 | 96 | 308 | 3 | 0.03125 | 0.0083243 | 0.99168 | 0.00057721 | 0.10733 | 2.7736 | 9.3347 | pressure_indicators_2022_2025_all_scenarios.xlsx
2024 | 40 | GIR90_ISW_EF_L | 37000 | 96 | 327 | 3 | 0.03125 | 0.0088378 | 0.99116 | 0.00059871 | 0.11296 | 2.7097 | 10.8846 | pressure_indicators_2022_2025_all_scenarios.xlsx
2025 | 10 | GIR50_ISW_EF_H | 37000 | 96 | 292 | 3 | 0.03125 | 0.0078919 | 0.99211 | 0.00051069 | 0.10029 | 2.5884 | 7.9989 | pressure_indicators_2022_2025_all_scenarios.xlsx
2025 | 20 | GIR50_ISW_EF_L | 37000 | 96 | 298 | 8 | 0.083333 | 0.0080541 | 0.99195 | 0.00057528 | 0.11767 | 2.8571 | 12.7498 | pressure_indicators_2022_2025_all_scenarios.xlsx
2025 | 30 | GIR90_ISW_EF_H | 37000 | 96 | 296 | 3 | 0.03125 | 0.008 | 0.992 | 0.00058268 | 0.12147 | 2.9134 | 9.7509 | pressure_indicators_2022_2025_all_scenarios.xlsx
2025 | 40 | GIR90_ISW_EF_L | 37000 | 96 | 295 | 2 | 0.020833 | 0.007973 | 0.99203 | 0.00056499 | 0.1129 | 2.8345 | 9.201 | pressure_indicators_2022_2025_all_scenarios.xlsx

## C_CALC_ANNUAL
Subsystem C — annual calculation of conveyance and distribution-network indicators
Formula-driven annual calculations by scenario. Ensemble mean rows are used for dashboard integration.
Scenario | Year | Scenario code | Total open records | Total service nodes | Failed records | Failed hydrants | Failed hydrant exposure | C1 network pressure reliability | C2 relative pressure deficit | C3 critical hydrant deficit P80 | C4 mean failure deficit (m) | C5 maximum pressure deficit (m) | Input rows | Comments
GIR50_ISW_EF_H | 2016 | 10 | 41300 | 79 | 925 | 4 | 0.050633 | 0.9776 | 0.0057237 | 0.50121 | 10.2223 | 21.8752 | 1 | Pressure failures detected
GIR50_ISW_EF_L | 2016 | 20 | 41300 | 79 | 985 | 3 | 0.037975 | 0.97615 | 0.0061981 | 0.50078 | 10.3952 | 21.9505 | 1 | Pressure failures detected
Ensemble mean | 2016 | MEAN | 41300 | 79 | 980.25 | 3.25 | 0.041139 | 0.97627 | 0.0060129 | 0.4999 | 10.1364 | 22.0149 | 4 | Pressure failures detected
GIR90_ISW_EF_H | 2016 | 30 | 41300 | 79 | 1002 | 3 | 0.037975 | 0.97574 | 0.0059731 | 0.49772 | 9.8478 | 22.0273 | 1 | Pressure failures detected
GIR90_ISW_EF_L | 2016 | 40 | 41300 | 79 | 1009 | 3 | 0.037975 | 0.97557 | 0.0061568 | 0.49989 | 10.0804 | 22.2064 | 1 | Pressure failures detected
GIR50_ISW_EF_H | 2017 | 10 | 41300 | 79 | 988 | 3 | 0.037975 | 0.97608 | 0.0062701 | 0.50162 | 10.484 | 22.3418 | 1 | Pressure failures detected
GIR50_ISW_EF_L | 2017 | 20 | 41300 | 79 | 1086 | 3 | 0.037975 | 0.9737 | 0.0068519 | 0.50258 | 10.423 | 22.5387 | 1 | Pressure failures detected
Ensemble mean | 2017 | MEAN | 41300 | 79 | 1031.75 | 3 | 0.037975 | 0.97502 | 0.0064833 | 0.50104 | 10.3814 | 22.1834 | 4 | Pressure failures detected
GIR90_ISW_EF_H | 2017 | 30 | 41300 | 79 | 1029 | 3 | 0.037975 | 0.97508 | 0.0063468 | 0.49905 | 10.1894 | 21.7742 | 1 | Pressure failures detected
GIR90_ISW_EF_L | 2017 | 40 | 41300 | 79 | 1024 | 3 | 0.037975 | 0.97521 | 0.0064645 | 0.50092 | 10.429 | 22.0791 | 1 | Pressure failures detected
GIR50_ISW_EF_H | 2018 | 10 | 41300 | 79 | 1002 | 3 | 0.037975 | 0.97574 | 0.0060859 | 0.49859 | 10.0338 | 22.1427 | 1 | Pressure failures detected
GIR50_ISW_EF_L | 2018 | 20 | 41300 | 79 | 1025 | 3 | 0.037975 | 0.97518 | 0.0064503 | 0.4996 | 10.396 | 22.4895 | 1 | Pressure failures detected
Ensemble mean | 2018 | MEAN | 41300 | 79 | 994 | 3 | 0.037975 | 0.97593 | 0.0061002 | 0.49936 | 10.1367 | 22.276 | 4 | Pressure failures detected
GIR90_ISW_EF_H | 2018 | 30 | 41300 | 79 | 960 | 3 | 0.037975 | 0.97676 | 0.0059223 | 0.50095 | 10.1913 | 22.2342 | 1 | Pressure failures detected
GIR90_ISW_EF_L | 2018 | 40 | 41300 | 79 | 989 | 3 | 0.037975 | 0.97605 | 0.0059423 | 0.4983 | 9.9259 | 22.2377 | 1 | Pressure failures detected
GIR50_ISW_EF_H | 2019 | 10 | 41300 | 79 | 1063 | 3 | 0.037975 | 0.97426 | 0.0065442 | 0.50074 | 10.1703 | 22.1335 | 1 | Pressure failures detected
GIR50_ISW_EF_L | 2019 | 20 | 41300 | 79 | 1063 | 3 | 0.037975 | 0.97426 | 0.0065442 | 0.50074 | 10.1703 | 22.1335 | 1 | Pressure failures detected
Ensemble mean | 2019 | MEAN | 41300 | 79 | 1036.25 | 3.25 | 0.041139 | 0.97491 | 0.0063988 | 0.50077 | 10.201 | 22.1731 | 4 | Pressure failures detected
GIR90_ISW_EF_H | 2019 | 30 | 41300 | 79 | 998 | 4 | 0.050633 | 0.97584 | 0.0060954 | 0.49937 | 10.0898 | 22.233 | 1 | Pressure failures detected
GIR90_ISW_EF_L | 2019 | 40 | 41300 | 79 | 1021 | 3 | 0.037975 | 0.97528 | 0.0064113 | 0.50222 | 10.3736 | 22.1924 | 1 | Pressure failures detected
GIR50_ISW_EF_H | 2020 | 10 | 41300 | 79 | 994 | 3 | 0.037975 | 0.97593 | 0.0060283 | 0.49758 | 10.0188 | 22.1578 | 1 | Pressure failures detected
GIR50_ISW_EF_L | 2020 | 20 | 41300 | 79 | 1009 | 3 | 0.037975 | 0.97557 | 0.0062546 | 0.5006 | 10.2404 | 22.2429 | 1 | Pressure failures detected
Ensemble mean | 2020 | MEAN | 41300 | 79 | 998.5 | 3 | 0.037975 | 0.97582 | 0.0061031 | 0.49944 | 10.0957 | 22.1568 | 4 | Pressure failures detected
GIR90_ISW_EF_H | 2020 | 30 | 41300 | 79 | 1013 | 3 | 0.037975 | 0.97547 | 0.0062614 | 0.49937 | 10.2112 | 22.0194 | 1 | Pressure failures detected
GIR90_ISW_EF_L | 2020 | 40 | 41300 | 79 | 978 | 3 | 0.037975 | 0.97632 | 0.0058683 | 0.50022 | 9.9125 | 22.2073 | 1 | Pressure failures detected
GIR50_ISW_EF_H | 2021 | 10 | 41300 | 79 | 1006 | 3 | 0.037975 | 0.97564 | 0.0062037 | 0.50079 | 10.1874 | 22.1775 | 1 | Pressure failures detected
GIR50_ISW_EF_L | 2021 | 20 | 41300 | 79 | 1059 | 3 | 0.037975 | 0.97436 | 0.0067974 | 0.50194 | 10.6037 | 22.3519 | 1 | Pressure failures detected
Ensemble mean | 2021 | MEAN | 41300 | 79 | 1027.5 | 3 | 0.037975 | 0.97512 | 0.0063629 | 0.50087 | 10.2222 | 22.227 | 4 | Pressure failures detected
GIR90_ISW_EF_H | 2021 | 30 | 41300 | 79 | 1074 | 3 | 0.037975 | 0.974 | 0.0066498 | 0.50156 | 10.2286 | 22.2973 | 1 | Pressure failures detected
GIR90_ISW_EF_L | 2021 | 40 | 41300 | 79 | 971 | 3 | 0.037975 | 0.97649 | 0.0058008 | 0.4992 | 9.8691 | 22.0812 | 1 | Pressure failures detected
GIR50_ISW_EF_H | 2022 | 10 | 37000 | 96 | 313 | 7 | 0.072917 | 0.99154 | 0.00056687 | 0.10653 | 2.6804 | 13.1057 | 1 | Pressure failures detected
GIR50_ISW_EF_L | 2022 | 20 | 37000 | 96 | 304 | 2 | 0.020833 | 0.99178 | 0.00059002 | 0.1092 | 2.8725 | 8.6663 | 1 | Pressure failures detected
Ensemble mean | 2022 | MEAN | 37000 | 96 | 310.25 | 4.5 | 0.046875 | 0.99161 | 0.00058028 | 0.1065 | 2.7701 | 10.9612 | 4 | Pressure failures detected
GIR90_ISW_EF_H | 2022 | 30 | 37000 | 96 | 301 | 4 | 0.041667 | 0.99186 | 0.00057594 | 0.10471 | 2.8319 | 10.5006 | 1 | Pressure failures detected
GIR90_ISW_EF_L | 2022 | 40 | 37000 | 96 | 323 | 5 | 0.052083 | 0.99127 | 0.0005883 | 0.10558 | 2.6956 | 11.5724 | 1 | Pressure failures detected
GIR50_ISW_EF_H | 2023 | 10 | 37000 | 96 | 326 | 4 | 0.041667 | 0.99119 | 0.00059868 | 0.10384 | 2.7179 | 9.9308 | 1 | Pressure failures detected
GIR50_ISW_EF_L | 2023 | 20 | 37000 | 96 | 329 | 8 | 0.083333 | 0.99111 | 0.00062099 | 0.10318 | 2.7935 | 9.1846 | 1 | Pressure failures detected
Ensemble mean | 2023 | MEAN | 37000 | 96 | 321.75 | 5.25 | 0.054687 | 0.9913 | 0.00061643 | 0.10963 | 2.8353 | 9.4375 | 4 | Pressure failures detected
GIR90_ISW_EF_H | 2023 | 30 | 37000 | 96 | 310 | 5 | 0.052083 | 0.99162 | 0.00057695 | 0.10707 | 2.7545 | 9.0724 | 1 | Pressure failures detected
GIR90_ISW_EF_L | 2023 | 40 | 37000 | 96 | 322 | 4 | 0.041667 | 0.9913 | 0.00066911 | 0.12444 | 3.0754 | 9.5622 | 1 | Pressure failures detected
GIR50_ISW_EF_H | 2024 | 10 | 37000 | 96 | 290 | 4 | 0.041667 | 0.99216 | 0.00055218 | 0.1148 | 2.818 | 9.4197 | 1 | Pressure failures detected
GIR50_ISW_EF_L | 2024 | 20 | 37000 | 96 | 299 | 4 | 0.041667 | 0.99192 | 0.00056688 | 0.11262 | 2.806 | 9.1125 | 1 | Pressure failures detected
Ensemble mean | 2024 | MEAN | 37000 | 96 | 306 | 3.5 | 0.036458 | 0.99173 | 0.00057375 | 0.11193 | 2.7768 | 9.6879 | 4 | Pressure failures detected
GIR90_ISW_EF_H | 2024 | 30 | 37000 | 96 | 308 | 3 | 0.03125 | 0.99168 | 0.00057721 | 0.10733 | 2.7736 | 9.3347 | 1 | Pressure failures detected
GIR90_ISW_EF_L | 2024 | 40 | 37000 | 96 | 327 | 3 | 0.03125 | 0.99116 | 0.00059871 | 0.11296 | 2.7097 | 10.8846 | 1 | Pressure failures detected
GIR50_ISW_EF_H | 2025 | 10 | 37000 | 96 | 292 | 3 | 0.03125 | 0.99211 | 0.00051069 | 0.10029 | 2.5884 | 7.9989 | 1 | Pressure failures detected
GIR50_ISW_EF_L | 2025 | 20 | 37000 | 96 | 298 | 8 | 0.083333 | 0.99195 | 0.00057528 | 0.11767 | 2.8571 | 12.7498 | 1 | Pressure failures detected
Ensemble mean | 2025 | MEAN | 37000 | 96 | 295.25 | 4 | 0.041667 | 0.99202 | 0.00055841 | 0.11308 | 2.7983 | 9.9252 | 4 | Pressure failures detected
GIR90_ISW_EF_H | 2025 | 30 | 37000 | 96 | 296 | 3 | 0.03125 | 0.992 | 0.00058268 | 0.12147 | 2.9134 | 9.7509 | 1 | Pressure failures detected
GIR90_ISW_EF_L | 2025 | 40 | 37000 | 96 | 295 | 2 | 0.020833 | 0.99203 | 0.00056499 | 0.1129 | 2.8345 | 9.201 | 1 | Pressure failures detected
GIR50_ISW_EF_H | 2026 | 10 | [10 empty] | 0 | No input data
GIR50_ISW_EF_L | 2026 | 20 | [10 empty] | 0 | No input data
Ensemble mean | 2026 | MEAN | [10 empty] | 0 | No input data
GIR90_ISW_EF_H | 2026 | 30 | [10 empty] | 0 | No input data
GIR90_ISW_EF_L | 2026 | 40 | [10 empty] | 0 | No input data
GIR50_ISW_EF_H | 2027 | 10 | [10 empty] | 0 | No input data
GIR50_ISW_EF_L | 2027 | 20 | [10 empty] | 0 | No input data
Ensemble mean | 2027 | MEAN | [10 empty] | 0 | No input data
GIR90_ISW_EF_H | 2027 | 30 | [10 empty] | 0 | No input data
GIR90_ISW_EF_L | 2027 | 40 | [10 empty] | 0 | No input data
GIR50_ISW_EF_H | 2028 | 10 | [10 empty] | 0 | No input data
GIR50_ISW_EF_L | 2028 | 20 | [10 empty] | 0 | No input data
Ensemble mean | 2028 | MEAN | [10 empty] | 0 | No input data
GIR90_ISW_EF_H | 2028 | 30 | [10 empty] | 0 | No input data
GIR90_ISW_EF_L | 2028 | 40 | [10 empty] | 0 | No input data
GIR50_ISW_EF_H | 2029 | 10 | [10 empty] | 0 | No input data
GIR50_ISW_EF_L | 2029 | 20 | [10 empty] | 0 | No input data
Ensemble mean | 2029 | MEAN | [10 empty] | 0 | No input data
GIR90_ISW_EF_H | 2029 | 30 | [10 empty] | 0 | No input data
GIR90_ISW_EF_L | 2029 | 40 | [10 empty] | 0 | No input data
GIR50_ISW_EF_H | 2030 | 10 | [10 empty] | 0 | No input data
GIR50_ISW_EF_L | 2030 | 20 | [10 empty] | 0 | No input data
Ensemble mean | 2030 | MEAN | [10 empty] | 0 | No input data
GIR90_ISW_EF_H | 2030 | 30 | [10 empty] | 0 | No input data
GIR90_ISW_EF_L | 2030 | 40 | [10 empty] | 0 | No input data
GIR50_ISW_EF_H | 2031 | 10 | [10 empty] | 0 | No input data
GIR50_ISW_EF_L | 2031 | 20 | [10 empty] | 0 | No input data
Ensemble mean | 2031 | MEAN | [10 empty] | 0 | No input data
GIR90_ISW_EF_H | 2031 | 30 | [10 empty] | 0 | No input data
GIR90_ISW_EF_L | 2031 | 40 | [10 empty] | 0 | No input data
GIR50_ISW_EF_H | 2032 | 10 | [10 empty] | 0 | No input data
GIR50_ISW_EF_L | 2032 | 20 | [10 empty] | 0 | No input data
Ensemble mean | 2032 | MEAN | [10 empty] | 0 | No input data
GIR90_ISW_EF_H | 2032 | 30 | [10 empty] | 0 | No input data
GIR90_ISW_EF_L | 2032 | 40 | [10 empty] | 0 | No input data
GIR50_ISW_EF_H | 2033 | 10 | [10 empty] | 0 | No input data
GIR50_ISW_EF_L | 2033 | 20 | [10 empty] | 0 | No input data
Ensemble mean | 2033 | MEAN | [10 empty] | 0 | No input data
GIR90_ISW_EF_H | 2033 | 30 | [10 empty] | 0 | No input data
GIR90_ISW_EF_L | 2033 | 40 | [10 empty] | 0 | No input data
GIR50_ISW_EF_H | 2034 | 10 | [10 empty] | 0 | No input data
GIR50_ISW_EF_L | 2034 | 20 | [10 empty] | 0 | No input data
Ensemble mean | 2034 | MEAN | [10 empty] | 0 | No input data
GIR90_ISW_EF_H | 2034 | 30 | [10 empty] | 0 | No input data
GIR90_ISW_EF_L | 2034 | 40 | [10 empty] | 0 | No input data
GIR50_ISW_EF_H | 2035 | 10 | [10 empty] | 0 | No input data
GIR50_ISW_EF_L | 2035 | 20 | [10 empty] | 0 | No input data
Ensemble mean | 2035 | MEAN | [10 empty] | 0 | No input data
GIR90_ISW_EF_H | 2035 | 30 | [10 empty] | 0 | No input data
GIR90_ISW_EF_L | 2035 | 40 | [10 empty] | 0 | No input data
GIR50_ISW_EF_H | 2036 | 10 | [10 empty] | 0 | No input data
GIR50_ISW_EF_L | 2036 | 20 | [10 empty] | 0 | No input data
Ensemble mean | 2036 | MEAN | [10 empty] | 0 | No input data
GIR90_ISW_EF_H | 2036 | 30 | [10 empty] | 0 | No input data
GIR90_ISW_EF_L | 2036 | 40 | [10 empty] | 0 | No input data
GIR50_ISW_EF_H | 2037 | 10 | [10 empty] | 0 | No input data
GIR50_ISW_EF_L | 2037 | 20 | [10 empty] | 0 | No input data
Ensemble mean | 2037 | MEAN | [10 empty] | 0 | No input data
GIR90_ISW_EF_H | 2037 | 30 | [10 empty] | 0 | No input data
GIR90_ISW_EF_L | 2037 | 40 | [10 empty] | 0 | No input data
GIR50_ISW_EF_H | 2038 | 10 | [10 empty] | 0 | No input data
GIR50_ISW_EF_L | 2038 | 20 | [10 empty] | 0 | No input data
Ensemble mean | 2038 | MEAN | [10 empty] | 0 | No input data
GIR90_ISW_EF_H | 2038 | 30 | [10 empty] | 0 | No input data
GIR90_ISW_EF_L | 2038 | 40 | [10 empty] | 0 | No input data
GIR50_ISW_EF_H | 2039 | 10 | [10 empty] | 0 | No input data
GIR50_ISW_EF_L | 2039 | 20 | [10 empty] | 0 | No input data
Ensemble mean | 2039 | MEAN | [10 empty] | 0 | No input data
GIR90_ISW_EF_H | 2039 | 30 | [10 empty] | 0 | No input data
GIR90_ISW_EF_L | 2039 | 40 | [10 empty] | 0 | No input data
GIR50_ISW_EF_H | 2040 | 10 | [10 empty] | 0 | No input data
GIR50_ISW_EF_L | 2040 | 20 | [10 empty] | 0 | No input data
Ensemble mean | 2040 | MEAN | [10 empty] | 0 | No input data
GIR90_ISW_EF_H | 2040 | 30 | [10 empty] | 0 | No input data
GIR90_ISW_EF_L | 2040 | 40 | [10 empty] | 0 | No input data
GIR50_ISW_EF_H | 2041 | 10 | [10 empty] | 0 | No input data
GIR50_ISW_EF_L | 2041 | 20 | [10 empty] | 0 | No input data
Ensemble mean | 2041 | MEAN | [10 empty] | 0 | No input data
GIR90_ISW_EF_H | 2041 | 30 | [10 empty] | 0 | No input data
GIR90_ISW_EF_L | 2041 | 40 | [10 empty] | 0 | No input data
GIR50_ISW_EF_H | 2042 | 10 | [10 empty] | 0 | No input data
GIR50_ISW_EF_L | 2042 | 20 | [10 empty] | 0 | No input data
Ensemble mean | 2042 | MEAN | [10 empty] | 0 | No input data
GIR90_ISW_EF_H | 2042 | 30 | [10 empty] | 0 | No input data
GIR90_ISW_EF_L | 2042 | 40 | [10 empty] | 0 | No input data
GIR50_ISW_EF_H | 2043 | 10 | [10 empty] | 0 | No input data
GIR50_ISW_EF_L | 2043 | 20 | [10 empty] | 0 | No input data
Ensemble mean | 2043 | MEAN | [10 empty] | 0 | No input data
GIR90_ISW_EF_H | 2043 | 30 | [10 empty] | 0 | No input data
GIR90_ISW_EF_L | 2043 | 40 | [10 empty] | 0 | No input data
GIR50_ISW_EF_H | 2044 | 10 | [10 empty] | 0 | No input data
GIR50_ISW_EF_L | 2044 | 20 | [10 empty] | 0 | No input data
Ensemble mean | 2044 | MEAN | [10 empty] | 0 | No input data
GIR90_ISW_EF_H | 2044 | 30 | [10 empty] | 0 | No input data
GIR90_ISW_EF_L | 2044 | 40 | [10 empty] | 0 | No input data
GIR50_ISW_EF_H | 2045 | 10 | [10 empty] | 0 | No input data
GIR50_ISW_EF_L | 2045 | 20 | [10 empty] | 0 | No input data
Ensemble mean | 2045 | MEAN | [10 empty] | 0 | No input data
GIR90_ISW_EF_H | 2045 | 30 | [10 empty] | 0 | No input data
GIR90_ISW_EF_L | 2045 | 40 | [10 empty] | 0 | No input data

## C_FINAL_TOOL
Subsystem C — final indicators for the resilience tool
Annual scenario synthesis reconstructed from the compact hydraulic outputs; formulas remain visible and auditable.
Control parameter | Value
Minimum required pressure, Pmin (m) | 40
Selected period | 2016–2025
Year | C1 Hydrant reliability | C2 Network reliability | C3 RPD (% of Pmin) | C4 Critical deficit | C5 Maximum deficit | QC | Derivation
2016 | 0.97627 | 0.94937 | 0.60129 | 0.4999 | 0.55037 | OK
2017 | 0.97502 | 0.96203 | 0.64833 | 0.50104 | 0.55459 | OK
2018 | 0.97593 | 0.96203 | 0.61002 | 0.49936 | 0.5569 | OK
2019 | 0.97491 | 0.94937 | 0.63988 | 0.50077 | 0.55433 | OK
2020 | 0.97582 | 0.96203 | 0.61031 | 0.49944 | 0.55392 | OK
2021 | 0.97512 | 0.96203 | 0.63629 | 0.50087 | 0.55567 | OK
2022 | 0.99161 | 0.92708 | 0.058028 | 0.1065 | 0.27403 | OK
2023 | 0.9913 | 0.91667 | 0.061643 | 0.10963 | 0.23594 | OK
2024 | 0.99173 | 0.95833 | 0.057375 | 0.11193 | 0.2422 | OK
2025 | 0.99202 | 0.91667 | 0.055841 | 0.11308 | 0.24813 | OK
Selected-period synthesis
Period | C1 | C2 | C3 | C4 | C5 | QC | Use in tool
2016–2025 | 0.98197 | 0.94656 | 0.3979 | 0.34425 | 0.43261 | OK | These are the five final Subsystem C values to transfer to the resilience-tool input table.
Methodological audit notes
Item | Workbook implementation | Table 3 equation/label | Required action
C1 | Overall reliability across open hydrant–simulation records | Label says hydrant reliability Rp,h | Retained to reproduce the supplied annual series; clarify label in manuscript.
C2 | 1 − maximum failed hydrants across scenarios / total hydrants | Printed network equation uses all failure records / total open records | Retained to reproduce the supplied annual series; equation and aggregation must be harmonised before publication.
C3 | RPD × 100; e.g., 0.00601294 becomes 0.601294% | Equation returns a dimensionless ratio | Use percentage thresholds with this column, or divide by 100 if tool thresholds are expressed as ratios.
C4–C5 | Relative deficits: P80 and PDmax/Pmin | Dimensionless relative deficits | Corrected; the earlier summary incorrectly used deficit magnitudes in metres for C5.